## DH_sample (hidden)
Name | size |  |  | location |  |  |  | Height
| x | y | z | orietation | x | y | z
Room_point_01 |  |  |  |  | 0 | 0 | 0
Room_point_02 |  |  |  |  | 4 | 0 | 0
Room_point_03 |  |  |  |  | 4 | 0.4 | 0
Room_point_04 |  |  |  |  | 6 | 0.4 | 0
Room_point_05 |  |  |  |  | 6 | 0 | 0
Room_point_06 |  |  |  |  | 8 | 0 | 0
Room_point_07 |  |  |  |  | 8 | 15 | 0
Room_point_08 |  |  |  |  | 0 | 15 | 0
Room_Height | [7 empty] | 5
Raised floor height | [7 empty] | 0.45
RF_Opening_04 | 0.89 | 2.55 |  | 0 | 0 | 3.485 | 0.45
RF_Opening_03 | 0.89 | 2.55 |  | 0 | 0 | 9.485 | 0.45
RF_Opening_02 | 0.89 | 2.55 |  | 0 | 0 | 12.535 | 0.45
RF_Opening_01 | 0.89 | 2.55 |  | 0 | 0 | 15.085 | 0.45
Perforated_tile_A1 | 0.6 | 0.6 |  | 0 | 7.115 | 0.485 | 0.45 | 0.1
Perforated_tile_A2 | 0.6 | 0.6 |  | 0 | 6.515 | 0.485 | 0.45 | 0.1
Perforated_tile_A3 | 0.6 | 0.6 |  | 0 | 5.915 | 0.485 | 0.45 | 0.1
Perforated_tile_A4 | 0.6 | 0.6 |  | 0 | 5.315 | 0.485 | 0.45 | 0.1
Perforated_tile_A5 | 0.6 | 0.6 |  | 0 | 4.715 | 0.485 | 0.45 | 0.1
Perforated_tile_B1 | 0.6 | 0.6 |  | 0 | 7.115 | 4.685 | 0.45 | 0.1
Perforated_tile_B2 | 0.6 | 0.6 |  | 0 | 6.515 | 4.685 | 0.45 | 0.1
Perforated_tile_B3 | 0.6 | 0.6 |  | 0 | 5.915 | 4.685 | 0.45 | 0.1
Perforated_tile_B4 | 0.6 | 0.6 |  | 0 | 5.315 | 4.685 | 0.45 | 0.1
Perforated_tile_B5 | 0.6 | 0.6 |  | 0 | 4.715 | 4.685 | 0.45 | 0.1
Perforated_tile_B6 | 0.6 | 0.6 |  | 0 | 4.115 | 4.685 | 0.45 | 0.1
Perforated_tile_B7 | 0.6 | 0.6 |  | 0 | 3.515 | 4.685 | 0.45 | 0.1
Perforated_tile_C1 | 0.6 | 0.6 |  | 0 | 7.115 | 5.285 | 0.45 | 0.1
Perforated_tile_C2 | 0.6 | 0.6 |  | 0 | 6.515 | 5.285 | 0.45 | 0.1
Perforated_tile_C3 | 0.6 | 0.6 |  | 0 | 5.915 | 5.285 | 0.45 | 0.1
Perforated_tile_C4 | 0.6 | 0.6 |  | 0 | 5.315 | 5.285 | 0.45 | 0.1
Perforated_tile_C5 | 0.6 | 0.6 |  | 0 | 4.715 | 5.285 | 0.45 | 0.1
Perforated_tile_C6 | 0.6 | 0.6 |  | 0 | 4.115 | 5.285 | 0.45 | 0.1
Perforated_tile_C7 | 0.6 | 0.6 |  | 0 | 3.515 | 5.285 | 0.45 | 0.1
Perforated_tile_D1 | 0.6 | 0.6 |  | 0 | 7.115 | 9.485 | 0.45 | 0.1
Perforated_tile_D2 | 0.6 | 0.6 |  | 0 | 6.515 | 9.485 | 0.45 | 0.1
Perforated_tile_D3 | 0.6 | 0.6 |  | 0 | 5.915 | 9.485 | 0.45 | 0.1
Perforated_tile_D4 | 0.6 | 0.6 |  | 0 | 5.315 | 9.485 | 0.45 | 0.1
Perforated_tile_D5 | 0.6 | 0.6 |  | 0 | 4.715 | 9.485 | 0.45 | 0.1
Perforated_tile_D6 | 0.6 | 0.6 |  | 0 | 4.115 | 9.485 | 0.45 | 0.1
Perforated_tile_D7 | 0.6 | 0.6 |  | 0 | 3.515 | 9.485 | 0.45 | 0.1
Perforated_tile_E1 | 0.6 | 0.6 |  | 0 | 7.115 | 10.085 | 0.45 | 0.1
Perforated_tile_E2 | 0.6 | 0.6 |  | 0 | 6.515 | 10.085 | 0.45 | 0.1
Perforated_tile_E3 | 0.6 | 0.6 |  | 0 | 5.915 | 10.085 | 0.45 | 0.1
Perforated_tile_E4 | 0.6 | 0.6 |  | 0 | 5.315 | 10.085 | 0.45 | 0.1
Perforated_tile_E5 | 0.6 | 0.6 |  | 0 | 4.715 | 10.085 | 0.45 | 0.1
Perforated_tile_E6 | 0.6 | 0.6 |  | 0 | 4.115 | 10.085 | 0.45 | 0.1
Perforated_tile_E7 | 0.6 | 0.6 |  | 0 | 3.515 | 10.085 | 0.45 | 0.1
Perforated_tile_F1 | 0.6 | 0.6 |  | 0 | 7.115 | 14.285 | 0.45 | 0.1
Perforated_tile_F2 | 0.6 | 0.6 |  | 0 | 6.515 | 14.285 | 0.45 | 0.1
Perforated_tile_F3 | 0.6 | 0.6 |  | 0 | 5.915 | 14.285 | 0.45 | 0.1
Perforated_tile_F4 | 0.6 | 0.6 |  | 0 | 5.315 | 14.285 | 0.45 | 0.1
Perforated_tile_F5 | 0.6 | 0.6 |  | 0 | 4.715 | 14.285 | 0.45 | 0.1
Perforated_tile_F6 | 0.6 | 0.6 |  | 0 | 4.115 | 14.285 | 0.45 | 0.1
Perforated_tile_F7 | 0.6 | 0.6 |  | 0 | 3.515 | 14.285 | 0.45 | 0.1
CRAC4 | 2.55 | 0.89 |  | 90 | 0.89 | 3.485 | 0.45 | 2
CRAC3 | 2.55 | 0.89 |  | 90 | 0.89 | 6.485 | 0.45 | 2
CRAC2 | 2.55 | 0.89 |  | 90 | 0.89 | 9.485 | 0.45 | 2
CRAC1 | 2.55 | 0.89 |  | 90 | 0.89 | 12.535 | 0.45 | 2
Pilar1 | 0.685 | 0.8 |  | 0 | 7.715 | 6.4 | 0 | 5
Rack_01 | 0.6 | 1.2 |  | 180 | 7.715 | 14.285 | 0.45 | 2.4
Rack_02 | 0.6 | 1.2 |  | 180 | 7.115 | 14.285 | 0.45 | 2.4
Rack_03 | 0.6 | 1.2 |  | 180 | 6.515 | 14.285 | 0.45 | 2.4
Rack_04 | 0.6 | 1.2 |  | 180 | 5.915 | 14.285 | 0.45 | 2.4
Rack_05 | 0.6 | 1.2 |  | 180 | 5.315 | 14.285 | 0.45 | 2.4
Rack_06 | 0.6 | 1.2 |  | 180 | 4.715 | 14.285 | 0.45 | 2.4
Rack_07 | 0.6 | 1.2 |  | 180 | 4.115 | 14.285 | 0.45 | 2.4
Rack_08 | 0.6 | 1.2 |  | 0 | 7.115 | 10.685 | 0.45 | 2.4
Rack_09 | 0.6 | 1.2 |  | 0 | 6.515 | 10.685 | 0.45 | 2.4
Rack_10 | 0.6 | 1.2 |  | 0 | 5.915 | 10.685 | 0.45 | 2.4
Rack_11 | 0.6 | 1.2 |  | 0 | 5.315 | 10.685 | 0.45 | 2.4
Rack_12 | 0.6 | 1.2 |  | 0 | 4.715 | 10.685 | 0.45 | 2.4
Rack_13 | 0.6 | 1.2 |  | 0 | 4.115 | 10.685 | 0.45 | 2.4
Rack_14 | 0.6 | 1.2 |  | 0 | 3.515 | 10.685 | 0.45 | 2.4
Rack_15 | 0.6 | 1.2 |  | 180 | 7.715 | 9.485 | 0.45 | 2.4
Rack_16 | 0.6 | 1.2 |  | 180 | 7.115 | 9.485 | 0.45 | 2.4
Rack_17 | 0.6 | 1.2 |  | 180 | 6.515 | 9.485 | 0.45 | 2.4
Rack_18 | 0.6 | 1.2 |  | 180 | 5.915 | 9.485 | 0.45 | 2.4
Rack_19 | 0.6 | 1.2 |  | 180 | 5.315 | 9.485 | 0.45 | 2.4
Rack_20 | 0.6 | 1.2 |  | 180 | 4.715 | 9.485 | 0.45 | 2.4
Rack_21 | 0.6 | 1.2 |  | 180 | 4.115 | 9.485 | 0.45 | 2.4
Rack_22 | 0.6 | 1.2 |  | 0 | 7.115 | 5.885 | 0.45 | 2.4
Rack_23 | 0.6 | 1.2 |  | 0 | 6.515 | 5.885 | 0.45 | 2.4
Rack_24 | 0.6 | 1.2 |  | 0 | 5.915 | 5.885 | 0.45 | 2.4
Rack_25 | 0.6 | 1.2 |  | 0 | 5.315 | 5.885 | 0.45 | 2.4
Rack_26 | 0.6 | 1.2 |  | 0 | 4.715 | 5.885 | 0.45 | 2.4
Rack_27 | 0.6 | 1.2 |  | 0 | 4.115 | 5.885 | 0.45 | 2.4
Rack_28 | 0.6 | 1.2 |  | 0 | 3.515 | 5.885 | 0.45 | 2.4
Rack_29 | 0.6 | 1.2 |  | 180 | 7.715 | 4.685 | 0.45 | 2.4
Rack_30 | 0.6 | 1.2 |  | 180 | 7.115 | 4.685 | 0.45 | 2.4
Rack_31 | 0.6 | 1.2 |  | 180 | 6.515 | 4.685 | 0.45 | 2.4
Rack_32 | 0.6 | 1.2 |  | 180 | 5.915 | 4.685 | 0.45 | 2.4
Rack_33 | 0.6 | 1.2 |  | 180 | 5.315 | 4.685 | 0.45 | 2.4
Rack_34 | 0.6 | 1.2 |  | 0 | 7.115 | 1.085 | 0.45 | 2.4
Rack_35 | 0.6 | 1.2 |  | 0 | 6.515 | 1.085 | 0.45 | 2.4
Rack_36 | 0.6 | 1.2 |  | 0 | 5.915 | 1.085 | 0.45 | 2.4
Rack_37 | 0.6 | 1.2 |  | 0 | 5.315 | 1.085 | 0.45 | 2.4
Rack_38 | 0.6 | 1.2 |  | 0 | 4.715 | 1.085 | 0.45 | 2.4

## Geometry_info
Name | size |  |  | location |  |  |  | Height | Type
| x | y | z | orietation | x | y | z
Room_point_01 |  |  |  |  | 1.675 | 0 | 0
Room_point_02 |  |  |  |  | 1.675 | 1.55 | 0
Room_point_03 |  |  |  |  | 4.35 | 1.55 | 0
Room_point_04 |  |  |  |  | 4.35 | 0 | 0
Room_point_05 |  |  |  |  | 45.7 | 0 | 0
Room_point_06 |  |  |  |  | 45.7 | 1.55 | 0
Room_point_07 |  |  |  |  | 48.375 | 1.55 | 0
Room_point_08 |  |  |  |  | 48.375 | 0 | 0
Room_point_09 |  |  |  |  | 50.3 | 0 | 0
Room_point_10 |  |  |  |  | 50.3 | 17.75 | 0
Room_point_11 |  |  |  |  | 49.195 | 17.75 | 0
Room_point_12 |  |  |  |  | 49.195 | 20.35 | 0
Room_point_13 |  |  |  |  | 45.85 | 20.35 | 0
Room_point_14 |  |  |  |  | 45.85 | 21.55 | 0
Room_point_15 |  |  |  |  | 4.35 | 21.55 | 0
Room_point_16 |  |  |  |  | 4.35 | 20.435 | 0
Room_point_17 |  |  |  |  | 0.975 | 20.435 | 0
Room_point_18 |  |  |  |  | 0.975 | 17.75 | 0
Room_point_19 |  |  |  |  | 0 | 17.75 | 0
Room_Height | [7 empty] | 4.6
Raised floor height | [7 empty] | 0.7
RF_Opening_L4_01 | 2.55 | 0.915 |  |  | 5.425 | 19.95 | 0.7
RF_Opening_L4_02 | 2.55 | 0.915 |  |  | 8.925 | 19.95 | 0.7
RF_Opening_L4_03 | 2.55 | 0.915 |  |  | 13.52 | 19.95 | 0.7
RF_Opening_L4_04 | 2.55 | 0.915 |  |  | 17.02 | 19.95 | 0.7
RF_Opening_L4_05 | 2.55 | 0.915 |  |  | 21.63 | 19.95 | 0.7
RF_Opening_L4_06 | 2.55 | 0.915 |  |  | 25.13 | 19.95 | 0.7
RF_Opening_L4_07 | 2.55 | 0.915 |  |  | 29.7 | 19.95 | 0.7
RF_Opening_L4_08 | 2.55 | 0.915 |  |  | 33.2 | 19.95 | 0.7
RF_Opening_L4_09 | 2.55 | 0.915 |  |  | 37.83 | 19.95 | 0.7
RF_Opening_L4_10 | 2.55 | 0.915 |  |  | 41.33 | 19.95 | 0.7
RF_Opening_L4_11 | 2.55 | 0.915 |  |  | 5.495 | 0.43 | 0.7
RF_Opening_L4_12 | 2.55 | 0.915 |  |  | 8.995 | 0.43 | 0.7
RF_Opening_L4_13 | 2.55 | 0.915 |  |  | 13.625 | 0.43 | 0.7
RF_Opening_L4_14 | 2.55 | 0.915 |  |  | 17.07 | 0.43 | 0.7
RF_Opening_L4_15 | 2.55 | 0.915 |  |  | 21.785 | 0.43 | 0.7
RF_Opening_L4_16 | 2.55 | 0.915 |  |  | 25.41 | 0.43 | 0.7
RF_Opening_L4_17 | 2.55 | 0.915 |  |  | 30.29 | 0.43 | 0.7
RF_Opening_L4_18 | 2.55 | 0.915 |  |  | 33.79 | 0.43 | 0.7
RF_Opening_L4_19 | 2.55 | 0.915 |  |  | 38.015 | 0.43 | 0.7
RF_Opening_L4_20 | 2.55 | 0.915 |  |  | 41.545 | 0.43 | 0.7
Perforated_tile_A1 | 0.6 | 0.6 |  | 0 | 2.893 | 2.675 | 0.7
Perforated_tile_A2 | 0.6 | 0.6 |  | 0 | 2.893 | 3.275 | 0.7
Perforated_tile_A3 | 0.6 | 0.6 |  | 0 | 2.893 | 3.875 | 0.7
Perforated_tile_A4 | 0.6 | 0.6 |  | 0 | 2.893 | 4.475 | 0.7
Perforated_tile_A5 | 0.6 | 0.6 |  | 0 | 2.893 | 5.075 | 0.7
Perforated_tile_A6 | 0.6 | 0.6 |  | 0 | 2.893 | 5.675 | 0.7
Perforated_tile_A7 | 0.6 | 0.6 |  | 0 | 2.893 | 6.275 | 0.7
Perforated_tile_A8 | 0.6 | 0.6 |  | 0 | 2.893 | 6.875 | 0.7
Perforated_tile_A9 | 0.6 | 0.6 |  | 0 | 2.893 | 8.675 | 0.7
Perforated_tile_A10 | 0.6 | 0.6 |  | 0 | 2.893 | 9.275 | 0.7
Perforated_tile_A11 | 0.6 | 0.6 |  | 0 | 2.893 | 9.875 | 0.7
Perforated_tile_A12 | 0.6 | 0.6 |  | 0 | 2.893 | 10.475 | 0.7
Perforated_tile_A13 | 0.6 | 0.6 |  | 0 | 2.893 | 11.075 | 0.7
Perforated_tile_A14 | 0.6 | 0.6 |  | 0 | 2.893 | 11.675 | 0.7
Perforated_tile_A15 | 0.6 | 0.6 |  | 0 | 2.893 | 12.275 | 0.7
Perforated_tile_A16 | 0.6 | 0.6 |  | 0 | 2.893 | 12.875 | 0.7
Perforated_tile_A17 | 0.6 | 0.6 |  | 0 | 2.893 | 13.475 | 0.7
Perforated_tile_A18 | 0.6 | 0.6 |  | 0 | 2.893 | 14.675 | 0.7
Perforated_tile_A19 | 0.6 | 0.6 |  | 0 | 2.893 | 15.275 | 0.7
Perforated_tile_A20 | 0.6 | 0.6 |  | 0 | 2.893 | 15.875 | 0.7
Perforated_tile_A21 | 0.6 | 0.6 |  | 0 | 2.893 | 16.475 | 0.7
Perforated_tile_A22 | 0.6 | 0.6 |  | 0 | 3.493 | 2.675 | 0.7
Perforated_tile_A23 | 0.6 | 0.6 |  | 0 | 3.493 | 3.275 | 0.7
Perforated_tile_A24 | 0.6 | 0.6 |  | 0 | 3.493 | 3.875 | 0.7
Perforated_tile_A25 | 0.6 | 0.6 |  | 0 | 3.493 | 4.475 | 0.7
Perforated_tile_A26 | 0.6 | 0.6 |  | 0 | 3.493 | 5.075 | 0.7
Perforated_tile_A27 | 0.6 | 0.6 |  | 0 | 3.493 | 5.675 | 0.7
Perforated_tile_A28 | 0.6 | 0.6 |  | 0 | 3.493 | 6.275 | 0.7
Perforated_tile_A29 | 0.6 | 0.6 |  | 0 | 3.493 | 6.875 | 0.7
Perforated_tile_A30 | 0.6 | 0.6 |  | 0 | 3.493 | 7.475 | 0.7
Perforated_tile_A31 | 0.6 | 0.6 |  | 0 | 3.493 | 8.075 | 0.7
Perforated_tile_A32 | 0.6 | 0.6 |  | 0 | 3.493 | 8.675 | 0.7
Perforated_tile_A33 | 0.6 | 0.6 |  | 0 | 3.493 | 9.275 | 0.7
Perforated_tile_A34 | 0.6 | 0.6 |  | 0 | 3.493 | 9.875 | 0.7
Perforated_tile_A35 | 0.6 | 0.6 |  | 0 | 3.493 | 10.475 | 0.7
Perforated_tile_A36 | 0.6 | 0.6 |  | 0 | 3.493 | 11.075 | 0.7
Perforated_tile_A37 | 0.6 | 0.6 |  | 0 | 3.493 | 11.675 | 0.7
Perforated_tile_A38 | 0.6 | 0.6 |  | 0 | 3.493 | 12.275 | 0.7
Perforated_tile_A39 | 0.6 | 0.6 |  | 0 | 3.493 | 12.875 | 0.7
Perforated_tile_A40 | 0.6 | 0.6 |  | 0 | 3.493 | 13.475 | 0.7
Perforated_tile_A41 | 0.6 | 0.6 |  | 0 | 3.493 | 14.075 | 0.7
Perforated_tile_A42 | 0.6 | 0.6 |  | 0 | 3.493 | 14.675 | 0.7
Perforated_tile_A43 | 0.6 | 0.6 |  | 0 | 3.493 | 15.275 | 0.7
Perforated_tile_A44 | 0.6 | 0.6 |  | 0 | 3.493 | 15.875 | 0.7
Perforated_tile_A45 | 0.6 | 0.6 |  | 0 | 3.493 | 16.475 | 0.7
Perforated_tile_A46 | 0.6 | 0.6 |  | 0 | 3.493 | 17.075 | 0.7
Perforated_tile_A47 | 0.6 | 0.6 |  | 0 | 3.493 | 17.675 | 0.7
Perforated_tile_B1 | 0.6 | 0.6 |  | 0 | 7.693 | 2.742 | 0.7
Perforated_tile_B2 | 0.6 | 0.6 |  | 0 | 7.693 | 3.342 | 0.7
Perforated_tile_B3 | 0.6 | 0.6 |  | 0 | 7.693 | 3.942 | 0.7
Perforated_tile_B4 | 0.6 | 0.6 |  | 0 | 7.693 | 4.542 | 0.7
Perforated_tile_B5 | 0.6 | 0.6 |  | 0 | 7.693 | 5.142 | 0.7
Perforated_tile_B6 | 0.6 | 0.6 |  | 0 | 7.693 | 5.742 | 0.7
Perforated_tile_B7 | 0.6 | 0.6 |  | 0 | 7.693 | 6.342 | 0.7
Perforated_tile_B8 | 0.6 | 0.6 |  | 0 | 7.693 | 6.942 | 0.7
Perforated_tile_B9 | 0.6 | 0.6 |  | 0 | 7.693 | 7.542 | 0.7
Perforated_tile_B10 | 0.6 | 0.6 |  | 0 | 7.693 | 8.142 | 0.7
Perforated_tile_B11 | 0.6 | 0.6 |  | 0 | 7.693 | 8.742 | 0.7
Perforated_tile_B12 | 0.6 | 0.6 |  | 0 | 7.693 | 9.342 | 0.7
Perforated_tile_B13 | 0.6 | 0.6 |  | 0 | 7.693 | 9.942 | 0.7
Perforated_tile_B14 | 0.6 | 0.6 |  | 0 | 7.693 | 10.542 | 0.7
Perforated_tile_B15 | 0.6 | 0.6 |  | 0 | 7.693 | 11.142 | 0.7
Perforated_tile_B16 | 0.6 | 0.6 |  | 0 | 7.693 | 11.742 | 0.7
Perforated_tile_B17 | 0.6 | 0.6 |  | 0 | 7.693 | 12.342 | 0.7
Perforated_tile_B18 | 0.6 | 0.6 |  | 0 | 7.693 | 12.942 | 0.7
Perforated_tile_B19 | 0.6 | 0.6 |  | 0 | 7.693 | 13.542 | 0.7
Perforated_tile_B20 | 0.6 | 0.6 |  | 0 | 7.693 | 14.142 | 0.7
Perforated_tile_B21 | 0.6 | 0.6 |  | 0 | 7.693 | 14.742 | 0.7
Perforated_tile_B22 | 0.6 | 0.6 |  | 0 | 7.693 | 15.342 | 0.7
Perforated_tile_B23 | 0.6 | 0.6 |  | 0 | 7.693 | 15.942 | 0.7
Perforated_tile_B24 | 0.6 | 0.6 |  | 0 | 7.693 | 16.542 | 0.7
Perforated_tile_B25 | 0.6 | 0.6 |  | 0 | 7.693 | 17.142 | 0.7
Perforated_tile_B26 | 0.6 | 0.6 |  | 0 | 7.693 | 17.742 | 0.7
Perforated_tile_B27 | 0.6 | 0.6 |  | 0 | 8.293 | 2.742 | 0.7
Perforated_tile_B28 | 0.6 | 0.6 |  | 0 | 8.293 | 3.342 | 0.7
Perforated_tile_B29 | 0.6 | 0.6 |  | 0 | 8.293 | 3.942 | 0.7
Perforated_tile_B30 | 0.6 | 0.6 |  | 0 | 8.293 | 4.542 | 0.7
Perforated_tile_B31 | 0.6 | 0.6 |  | 0 | 8.293 | 5.142 | 0.7
Perforated_tile_B32 | 0.6 | 0.6 |  | 0 | 8.293 | 5.742 | 0.7
Perforated_tile_B33 | 0.6 | 0.6 |  | 0 | 8.293 | 6.342 | 0.7
Perforated_tile_B34 | 0.6 | 0.6 |  | 0 | 8.293 | 6.942 | 0.7
Perforated_tile_B35 | 0.6 | 0.6 |  | 0 | 8.293 | 7.542 | 0.7
Perforated_tile_B36 | 0.6 | 0.6 |  | 0 | 8.293 | 8.142 | 0.7
Perforated_tile_B37 | 0.6 | 0.6 |  | 0 | 8.293 | 8.742 | 0.7
Perforated_tile_B38 | 0.6 | 0.6 |  | 0 | 8.293 | 9.342 | 0.7
Perforated_tile_B39 | 0.6 | 0.6 |  | 0 | 8.293 | 9.942 | 0.7
Perforated_tile_B40 | 0.6 | 0.6 |  | 0 | 8.293 | 10.542 | 0.7
Perforated_tile_B41 | 0.6 | 0.6 |  | 0 | 8.293 | 11.142 | 0.7
Perforated_tile_B42 | 0.6 | 0.6 |  | 0 | 8.293 | 11.742 | 0.7
Perforated_tile_B43 | 0.6 | 0.6 |  | 0 | 8.293 | 12.342 | 0.7
Perforated_tile_B44 | 0.6 | 0.6 |  | 0 | 8.293 | 12.942 | 0.7
Perforated_tile_B45 | 0.6 | 0.6 |  | 0 | 8.293 | 13.542 | 0.7
Perforated_tile_B46 | 0.6 | 0.6 |  | 0 | 8.293 | 14.142 | 0.7
Perforated_tile_B47 | 0.6 | 0.6 |  | 0 | 8.293 | 14.742 | 0.7
Perforated_tile_B48 | 0.6 | 0.6 |  | 0 | 8.293 | 15.342 | 0.7
Perforated_tile_B49 | 0.6 | 0.6 |  | 0 | 8.293 | 15.942 | 0.7
Perforated_tile_B50 | 0.6 | 0.6 |  | 0 | 8.293 | 16.542 | 0.7
Perforated_tile_B51 | 0.6 | 0.6 |  | 0 | 8.293 | 17.142 | 0.7
Perforated_tile_B52 | 0.6 | 0.6 |  | 0 | 8.293 | 17.742 | 0.7
Perforated_tile_C1 | 0.6 | 0.6 |  | 0 | 12.493 | 2.742 | 0.7
Perforated_tile_C2 | 0.6 | 0.6 |  | 0 | 12.493 | 3.342 | 0.7
Perforated_tile_C3 | 0.6 | 0.6 |  | 0 | 12.493 | 3.942 | 0.7
Perforated_tile_C4 | 0.6 | 0.6 |  | 0 | 12.493 | 4.542 | 0.7
Perforated_tile_C5 | 0.6 | 0.6 |  | 0 | 12.493 | 5.142 | 0.7
Perforated_tile_C6 | 0.6 | 0.6 |  | 0 | 12.493 | 5.742 | 0.7
Perforated_tile_C7 | 0.6 | 0.6 |  | 0 | 12.493 | 6.342 | 0.7
Perforated_tile_C8 | 0.6 | 0.6 |  | 0 | 12.493 | 6.942 | 0.7
Perforated_tile_C9 | 0.6 | 0.6 |  | 0 | 12.493 | 7.542 | 0.7
Perforated_tile_C10 | 0.6 | 0.6 |  | 0 | 12.493 | 8.142 | 0.7
Perforated_tile_C11 | 0.6 | 0.6 |  | 0 | 12.493 | 8.742 | 0.7
Perforated_tile_C12 | 0.6 | 0.6 |  | 0 | 12.493 | 9.342 | 0.7
Perforated_tile_C13 | 0.6 | 0.6 |  | 0 | 12.493 | 9.942 | 0.7
Perforated_tile_C14 | 0.6 | 0.6 |  | 0 | 12.493 | 10.542 | 0.7
Perforated_tile_C15 | 0.6 | 0.6 |  | 0 | 12.493 | 11.142 | 0.7
Perforated_tile_C16 | 0.6 | 0.6 |  | 0 | 12.493 | 11.742 | 0.7
Perforated_tile_C17 | 0.6 | 0.6 |  | 0 | 12.493 | 12.342 | 0.7
Perforated_tile_C18 | 0.6 | 0.6 |  | 0 | 12.493 | 12.942 | 0.7
Perforated_tile_C19 | 0.6 | 0.6 |  | 0 | 12.493 | 13.542 | 0.7
Perforated_tile_C20 | 0.6 | 0.6 |  | 0 | 12.493 | 14.142 | 0.7
Perforated_tile_C21 | 0.6 | 0.6 |  | 0 | 12.493 | 14.742 | 0.7
Perforated_tile_C22 | 0.6 | 0.6 |  | 0 | 12.493 | 15.342 | 0.7
Perforated_tile_C23 | 0.6 | 0.6 |  | 0 | 12.493 | 15.942 | 0.7
Perforated_tile_C24 | 0.6 | 0.6 |  | 0 | 12.493 | 16.542 | 0.7
Perforated_tile_C25 | 0.6 | 0.6 |  | 0 | 12.493 | 17.142 | 0.7
Perforated_tile_C26 | 0.6 | 0.6 |  | 0 | 12.493 | 17.742 | 0.7
Perforated_tile_C27 | 0.6 | 0.6 |  | 0 | 13.093 | 2.742 | 0.7
Perforated_tile_C28 | 0.6 | 0.6 |  | 0 | 13.093 | 3.342 | 0.7
Perforated_tile_C29 | 0.6 | 0.6 |  | 0 | 13.093 | 3.942 | 0.7
Perforated_tile_C30 | 0.6 | 0.6 |  | 0 | 13.093 | 4.542 | 0.7
Perforated_tile_C31 | 0.6 | 0.6 |  | 0 | 13.093 | 5.142 | 0.7
Perforated_tile_C32 | 0.6 | 0.6 |  | 0 | 13.093 | 5.742 | 0.7
Perforated_tile_C33 | 0.6 | 0.6 |  | 0 | 13.093 | 6.342 | 0.7
Perforated_tile_C34 | 0.6 | 0.6 |  | 0 | 13.093 | 6.942 | 0.7
Perforated_tile_C35 | 0.6 | 0.6 |  | 0 | 13.093 | 7.542 | 0.7
Perforated_tile_C36 | 0.6 | 0.6 |  | 0 | 13.093 | 8.142 | 0.7
Perforated_tile_C37 | 0.6 | 0.6 |  | 0 | 13.093 | 8.742 | 0.7
Perforated_tile_C38 | 0.6 | 0.6 |  | 0 | 13.093 | 9.342 | 0.7
Perforated_tile_C39 | 0.6 | 0.6 |  | 0 | 13.093 | 9.942 | 0.7
Perforated_tile_C40 | 0.6 | 0.6 |  | 0 | 13.093 | 10.542 | 0.7
Perforated_tile_C41 | 0.6 | 0.6 |  | 0 | 13.093 | 11.142 | 0.7
Perforated_tile_C42 | 0.6 | 0.6 |  | 0 | 13.093 | 11.742 | 0.7
Perforated_tile_C43 | 0.6 | 0.6 |  | 0 | 13.093 | 12.342 | 0.7
Perforated_tile_C44 | 0.6 | 0.6 |  | 0 | 13.093 | 12.942 | 0.7
Perforated_tile_C45 | 0.6 | 0.6 |  | 0 | 13.093 | 13.542 | 0.7
Perforated_tile_C46 | 0.6 | 0.6 |  | 0 | 13.093 | 14.142 | 0.7
Perforated_tile_C47 | 0.6 | 0.6 |  | 0 | 13.093 | 14.742 | 0.7
Perforated_tile_C48 | 0.6 | 0.6 |  | 0 | 13.093 | 15.342 | 0.7
Perforated_tile_C49 | 0.6 | 0.6 |  | 0 | 13.093 | 15.942 | 0.7
Perforated_tile_C50 | 0.6 | 0.6 |  | 0 | 13.093 | 16.542 | 0.7
Perforated_tile_C51 | 0.6 | 0.6 |  | 0 | 13.093 | 17.142 | 0.7
Perforated_tile_C52 | 0.6 | 0.6 |  | 0 | 13.093 | 17.742 | 0.7
Perforated_tile_D1 | 0.6 | 0.6 |  | 0 | 17.293 | 2.742 | 0.7
Perforated_tile_D2 | 0.6 | 0.6 |  | 0 | 17.293 | 3.342 | 0.7
Perforated_tile_D3 | 0.6 | 0.6 |  | 0 | 17.293 | 3.942 | 0.7
Perforated_tile_D4 | 0.6 | 0.6 |  | 0 | 17.293 | 4.542 | 0.7
Perforated_tile_D5 | 0.6 | 0.6 |  | 0 | 17.293 | 5.142 | 0.7
Perforated_tile_D6 | 0.6 | 0.6 |  | 0 | 17.293 | 5.742 | 0.7
Perforated_tile_D7 | 0.6 | 0.6 |  | 0 | 17.293 | 6.342 | 0.7
Perforated_tile_D8 | 0.6 | 0.6 |  | 0 | 17.293 | 6.942 | 0.7
Perforated_tile_D9 | 0.6 | 0.6 |  | 0 | 17.293 | 7.542 | 0.7
Perforated_tile_D10 | 0.6 | 0.6 |  | 0 | 17.293 | 8.142 | 0.7
Perforated_tile_D11 | 0.6 | 0.6 |  | 0 | 17.293 | 8.742 | 0.7
Perforated_tile_D12 | 0.6 | 0.6 |  | 0 | 17.293 | 9.342 | 0.7
Perforated_tile_D13 | 0.6 | 0.6 |  | 0 | 17.293 | 9.942 | 0.7
Perforated_tile_D14 | 0.6 | 0.6 |  | 0 | 17.293 | 10.542 | 0.7
Perforated_tile_D15 | 0.6 | 0.6 |  | 0 | 17.293 | 11.142 | 0.7
Perforated_tile_D16 | 0.6 | 0.6 |  | 0 | 17.293 | 11.742 | 0.7
Perforated_tile_D17 | 0.6 | 0.6 |  | 0 | 17.293 | 12.342 | 0.7
Perforated_tile_D18 | 0.6 | 0.6 |  | 0 | 17.293 | 12.942 | 0.7
Perforated_tile_D19 | 0.6 | 0.6 |  | 0 | 17.293 | 13.542 | 0.7
Perforated_tile_D20 | 0.6 | 0.6 |  | 0 | 17.293 | 14.142 | 0.7
Perforated_tile_D21 | 0.6 | 0.6 |  | 0 | 17.293 | 14.742 | 0.7
Perforated_tile_D22 | 0.6 | 0.6 |  | 0 | 17.293 | 15.342 | 0.7
Perforated_tile_D23 | 0.6 | 0.6 |  | 0 | 17.293 | 15.942 | 0.7
Perforated_tile_D24 | 0.6 | 0.6 |  | 0 | 17.293 | 16.542 | 0.7
Perforated_tile_D25 | 0.6 | 0.6 |  | 0 | 17.293 | 17.142 | 0.7
Perforated_tile_D26 | 0.6 | 0.6 |  | 0 | 17.293 | 17.742 | 0.7
Perforated_tile_D27 | 0.6 | 0.6 |  | 0 | 17.893 | 2.742 | 0.7
Perforated_tile_D28 | 0.6 | 0.6 |  | 0 | 17.893 | 3.342 | 0.7
Perforated_tile_D29 | 0.6 | 0.6 |  | 0 | 17.893 | 3.942 | 0.7
Perforated_tile_D30 | 0.6 | 0.6 |  | 0 | 17.893 | 4.542 | 0.7
Perforated_tile_D31 | 0.6 | 0.6 |  | 0 | 17.893 | 5.142 | 0.7
Perforated_tile_D32 | 0.6 | 0.6 |  | 0 | 17.893 | 5.742 | 0.7
Perforated_tile_D33 | 0.6 | 0.6 |  | 0 | 17.893 | 6.342 | 0.7
Perforated_tile_D34 | 0.6 | 0.6 |  | 0 | 17.893 | 6.942 | 0.7
Perforated_tile_D35 | 0.6 | 0.6 |  | 0 | 17.893 | 7.542 | 0.7
Perforated_tile_D36 | 0.6 | 0.6 |  | 0 | 17.893 | 8.142 | 0.7
Perforated_tile_D37 | 0.6 | 0.6 |  | 0 | 17.893 | 8.742 | 0.7
Perforated_tile_D38 | 0.6 | 0.6 |  | 0 | 17.893 | 9.342 | 0.7
Perforated_tile_D39 | 0.6 | 0.6 |  | 0 | 17.893 | 9.942 | 0.7
Perforated_tile_D40 | 0.6 | 0.6 |  | 0 | 17.893 | 10.542 | 0.7
Perforated_tile_D41 | 0.6 | 0.6 |  | 0 | 17.893 | 11.142 | 0.7
Perforated_tile_D42 | 0.6 | 0.6 |  | 0 | 17.893 | 11.742 | 0.7
Perforated_tile_D43 | 0.6 | 0.6 |  | 0 | 17.893 | 12.342 | 0.7
Perforated_tile_D44 | 0.6 | 0.6 |  | 0 | 17.893 | 12.942 | 0.7
Perforated_tile_D45 | 0.6 | 0.6 |  | 0 | 17.893 | 13.542 | 0.7
Perforated_tile_D46 | 0.6 | 0.6 |  | 0 | 17.893 | 14.142 | 0.7
Perforated_tile_D47 | 0.6 | 0.6 |  | 0 | 17.893 | 14.742 | 0.7
Perforated_tile_D48 | 0.6 | 0.6 |  | 0 | 17.893 | 15.342 | 0.7
Perforated_tile_D49 | 0.6 | 0.6 |  | 0 | 17.893 | 15.942 | 0.7
Perforated_tile_D50 | 0.6 | 0.6 |  | 0 | 17.893 | 16.542 | 0.7
Perforated_tile_D51 | 0.6 | 0.6 |  | 0 | 17.893 | 17.142 | 0.7
Perforated_tile_D52 | 0.6 | 0.6 |  | 0 | 17.893 | 17.742 | 0.7
Perforated_tile_E1 | 0.6 | 0.6 |  | 0 | 22.093 | 2.742 | 0.7
Perforated_tile_E2 | 0.6 | 0.6 |  | 0 | 22.093 | 3.342 | 0.7
Perforated_tile_E3 | 0.6 | 0.6 |  | 0 | 22.093 | 3.942 | 0.7
Perforated_tile_E4 | 0.6 | 0.6 |  | 0 | 22.093 | 4.542 | 0.7
Perforated_tile_E5 | 0.6 | 0.6 |  | 0 | 22.093 | 5.142 | 0.7
Perforated_tile_E6 | 0.6 | 0.6 |  | 0 | 22.093 | 5.742 | 0.7
Perforated_tile_E7 | 0.6 | 0.6 |  | 0 | 22.093 | 6.342 | 0.7
Perforated_tile_E8 | 0.6 | 0.6 |  | 0 | 22.093 | 6.942 | 0.7
Perforated_tile_E9 | 0.6 | 0.6 |  | 0 | 22.093 | 7.542 | 0.7
Perforated_tile_E10 | 0.6 | 0.6 |  | 0 | 22.093 | 8.142 | 0.7
Perforated_tile_E11 | 0.6 | 0.6 |  | 0 | 22.093 | 8.742 | 0.7
Perforated_tile_E12 | 0.6 | 0.6 |  | 0 | 22.093 | 9.342 | 0.7
Perforated_tile_E13 | 0.6 | 0.6 |  | 0 | 22.093 | 9.942 | 0.7
Perforated_tile_E14 | 0.6 | 0.6 |  | 0 | 22.093 | 10.542 | 0.7
Perforated_tile_E15 | 0.6 | 0.6 |  | 0 | 22.093 | 11.142 | 0.7
Perforated_tile_E16 | 0.6 | 0.6 |  | 0 | 22.093 | 11.742 | 0.7
Perforated_tile_E17 | 0.6 | 0.6 |  | 0 | 22.093 | 12.342 | 0.7
Perforated_tile_E18 | 0.6 | 0.6 |  | 0 | 22.093 | 12.942 | 0.7
Perforated_tile_E19 | 0.6 | 0.6 |  | 0 | 22.093 | 13.542 | 0.7
Perforated_tile_E20 | 0.6 | 0.6 |  | 0 | 22.093 | 14.142 | 0.7
Perforated_tile_E21 | 0.6 | 0.6 |  | 0 | 22.093 | 14.742 | 0.7
Perforated_tile_E22 | 0.6 | 0.6 |  | 0 | 22.093 | 15.342 | 0.7
Perforated_tile_E23 | 0.6 | 0.6 |  | 0 | 22.093 | 15.942 | 0.7
Perforated_tile_E24 | 0.6 | 0.6 |  | 0 | 22.093 | 16.542 | 0.7
Perforated_tile_E25 | 0.6 | 0.6 |  | 0 | 22.093 | 17.142 | 0.7
Perforated_tile_E26 | 0.6 | 0.6 |  | 0 | 22.093 | 17.742 | 0.7
Perforated_tile_E27 | 0.6 | 0.6 |  | 0 | 22.693 | 2.742 | 0.7
Perforated_tile_E28 | 0.6 | 0.6 |  | 0 | 22.693 | 3.342 | 0.7
Perforated_tile_E29 | 0.6 | 0.6 |  | 0 | 22.693 | 3.942 | 0.7
Perforated_tile_E30 | 0.6 | 0.6 |  | 0 | 22.693 | 4.542 | 0.7
Perforated_tile_E31 | 0.6 | 0.6 |  | 0 | 22.693 | 5.142 | 0.7
Perforated_tile_E32 | 0.6 | 0.6 |  | 0 | 22.693 | 5.742 | 0.7
Perforated_tile_E33 | 0.6 | 0.6 |  | 0 | 22.693 | 6.342 | 0.7
Perforated_tile_E34 | 0.6 | 0.6 |  | 0 | 22.693 | 6.942 | 0.7
Perforated_tile_E35 | 0.6 | 0.6 |  | 0 | 22.693 | 7.542 | 0.7
Perforated_tile_E36 | 0.6 | 0.6 |  | 0 | 22.693 | 8.142 | 0.7
Perforated_tile_E37 | 0.6 | 0.6 |  | 0 | 22.693 | 8.742 | 0.7
Perforated_tile_E38 | 0.6 | 0.6 |  | 0 | 22.693 | 9.342 | 0.7
Perforated_tile_E39 | 0.6 | 0.6 |  | 0 | 22.693 | 9.942 | 0.7
Perforated_tile_E40 | 0.6 | 0.6 |  | 0 | 22.693 | 10.542 | 0.7
Perforated_tile_E41 | 0.6 | 0.6 |  | 0 | 22.693 | 11.142 | 0.7
Perforated_tile_E42 | 0.6 | 0.6 |  | 0 | 22.693 | 11.742 | 0.7
Perforated_tile_E43 | 0.6 | 0.6 |  | 0 | 22.693 | 12.342 | 0.7
Perforated_tile_E44 | 0.6 | 0.6 |  | 0 | 22.693 | 12.942 | 0.7
Perforated_tile_E45 | 0.6 | 0.6 |  | 0 | 22.693 | 13.542 | 0.7
Perforated_tile_E46 | 0.6 | 0.6 |  | 0 | 22.693 | 14.142 | 0.7
Perforated_tile_E47 | 0.6 | 0.6 |  | 0 | 22.693 | 14.742 | 0.7
Perforated_tile_E48 | 0.6 | 0.6 |  | 0 | 22.693 | 15.342 | 0.7
Perforated_tile_E49 | 0.6 | 0.6 |  | 0 | 22.693 | 15.942 | 0.7
Perforated_tile_E50 | 0.6 | 0.6 |  | 0 | 22.693 | 16.542 | 0.7
Perforated_tile_E51 | 0.6 | 0.6 |  | 0 | 22.693 | 17.142 | 0.7
Perforated_tile_E52 | 0.6 | 0.6 |  | 0 | 22.693 | 17.742 | 0.7
Perforated_tile_F1 | 0.6 | 0.6 |  | 0 | 26.893 | 2.742 | 0.7
Perforated_tile_F2 | 0.6 | 0.6 |  | 0 | 26.893 | 3.342 | 0.7
Perforated_tile_F3 | 0.6 | 0.6 |  | 0 | 26.893 | 3.942 | 0.7
Perforated_tile_F4 | 0.6 | 0.6 |  | 0 | 26.893 | 4.542 | 0.7
Perforated_tile_F5 | 0.6 | 0.6 |  | 0 | 26.893 | 5.142 | 0.7
Perforated_tile_F6 | 0.6 | 0.6 |  | 0 | 26.893 | 5.742 | 0.7
Perforated_tile_F7 | 0.6 | 0.6 |  | 0 | 26.893 | 6.342 | 0.7
Perforated_tile_F8 | 0.6 | 0.6 |  | 0 | 26.893 | 6.942 | 0.7
Perforated_tile_F9 | 0.6 | 0.6 |  | 0 | 26.893 | 7.542 | 0.7
Perforated_tile_F10 | 0.6 | 0.6 |  | 0 | 26.893 | 8.142 | 0.7
Perforated_tile_F11 | 0.6 | 0.6 |  | 0 | 26.893 | 8.742 | 0.7
Perforated_tile_F12 | 0.6 | 0.6 |  | 0 | 26.893 | 9.342 | 0.7
Perforated_tile_F13 | 0.6 | 0.6 |  | 0 | 26.893 | 9.942 | 0.7
Perforated_tile_F14 | 0.6 | 0.6 |  | 0 | 26.893 | 10.542 | 0.7
Perforated_tile_F15 | 0.6 | 0.6 |  | 0 | 26.893 | 11.142 | 0.7
Perforated_tile_F16 | 0.6 | 0.6 |  | 0 | 26.893 | 11.742 | 0.7
Perforated_tile_F17 | 0.6 | 0.6 |  | 0 | 26.893 | 12.342 | 0.7
Perforated_tile_F18 | 0.6 | 0.6 |  | 0 | 26.893 | 12.942 | 0.7
Perforated_tile_F19 | 0.6 | 0.6 |  | 0 | 26.893 | 13.542 | 0.7
Perforated_tile_F20 | 0.6 | 0.6 |  | 0 | 26.893 | 14.142 | 0.7
Perforated_tile_F21 | 0.6 | 0.6 |  | 0 | 26.893 | 14.742 | 0.7
Perforated_tile_F22 | 0.6 | 0.6 |  | 0 | 26.893 | 15.342 | 0.7
Perforated_tile_F23 | 0.6 | 0.6 |  | 0 | 26.893 | 15.942 | 0.7
Perforated_tile_F24 | 0.6 | 0.6 |  | 0 | 26.893 | 16.542 | 0.7
Perforated_tile_F25 | 0.6 | 0.6 |  | 0 | 26.893 | 17.142 | 0.7
Perforated_tile_F26 | 0.6 | 0.6 |  | 0 | 26.893 | 17.742 | 0.7
Perforated_tile_F27 | 0.6 | 0.6 |  | 0 | 27.493 | 2.742 | 0.7
Perforated_tile_F28 | 0.6 | 0.6 |  | 0 | 27.493 | 3.342 | 0.7
Perforated_tile_F29 | 0.6 | 0.6 |  | 0 | 27.493 | 3.942 | 0.7
Perforated_tile_F30 | 0.6 | 0.6 |  | 0 | 27.493 | 4.542 | 0.7
Perforated_tile_F31 | 0.6 | 0.6 |  | 0 | 27.493 | 5.142 | 0.7
Perforated_tile_F32 | 0.6 | 0.6 |  | 0 | 27.493 | 5.742 | 0.7
Perforated_tile_F33 | 0.6 | 0.6 |  | 0 | 27.493 | 6.342 | 0.7
Perforated_tile_F34 | 0.6 | 0.6 |  | 0 | 27.493 | 6.942 | 0.7
Perforated_tile_F35 | 0.6 | 0.6 |  | 0 | 27.493 | 7.542 | 0.7
Perforated_tile_F36 | 0.6 | 0.6 |  | 0 | 27.493 | 8.142 | 0.7
Perforated_tile_F37 | 0.6 | 0.6 |  | 0 | 27.493 | 8.742 | 0.7
Perforated_tile_F38 | 0.6 | 0.6 |  | 0 | 27.493 | 9.342 | 0.7
Perforated_tile_F39 | 0.6 | 0.6 |  | 0 | 27.493 | 9.942 | 0.7
Perforated_tile_F40 | 0.6 | 0.6 |  | 0 | 27.493 | 10.542 | 0.7
Perforated_tile_F41 | 0.6 | 0.6 |  | 0 | 27.493 | 11.142 | 0.7
Perforated_tile_F42 | 0.6 | 0.6 |  | 0 | 27.493 | 11.742 | 0.7
Perforated_tile_F43 | 0.6 | 0.6 |  | 0 | 27.493 | 12.342 | 0.7
Perforated_tile_F44 | 0.6 | 0.6 |  | 0 | 27.493 | 12.942 | 0.7
Perforated_tile_F45 | 0.6 | 0.6 |  | 0 | 27.493 | 13.542 | 0.7
Perforated_tile_F46 | 0.6 | 0.6 |  | 0 | 27.493 | 14.142 | 0.7
Perforated_tile_F47 | 0.6 | 0.6 |  | 0 | 27.493 | 14.742 | 0.7
Perforated_tile_F48 | 0.6 | 0.6 |  | 0 | 27.493 | 15.342 | 0.7
Perforated_tile_F49 | 0.6 | 0.6 |  | 0 | 27.493 | 15.942 | 0.7
Perforated_tile_F50 | 0.6 | 0.6 |  | 0 | 27.493 | 16.542 | 0.7
Perforated_tile_F51 | 0.6 | 0.6 |  | 0 | 27.493 | 17.142 | 0.7
Perforated_tile_F52 | 0.6 | 0.6 |  | 0 | 27.493 | 17.742 | 0.7
Perforated_tile_G1 | 0.6 | 0.6 |  | 0 | 31.693 | 2.742 | 0.7
Perforated_tile_G2 | 0.6 | 0.6 |  | 0 | 31.693 | 3.342 | 0.7
Perforated_tile_G3 | 0.6 | 0.6 |  | 0 | 31.693 | 3.942 | 0.7
Perforated_tile_G4 | 0.6 | 0.6 |  | 0 | 31.693 | 4.542 | 0.7
Perforated_tile_G5 | 0.6 | 0.6 |  | 0 | 31.693 | 5.142 | 0.7
Perforated_tile_G6 | 0.6 | 0.6 |  | 0 | 31.693 | 5.742 | 0.7
Perforated_tile_G7 | 0.6 | 0.6 |  | 0 | 31.693 | 6.342 | 0.7
Perforated_tile_G8 | 0.6 | 0.6 |  | 0 | 31.693 | 6.942 | 0.7
Perforated_tile_G9 | 0.6 | 0.6 |  | 0 | 31.693 | 7.542 | 0.7
Perforated_tile_G10 | 0.6 | 0.6 |  | 0 | 31.693 | 8.142 | 0.7
Perforated_tile_G11 | 0.6 | 0.6 |  | 0 | 31.693 | 8.742 | 0.7
Perforated_tile_G12 | 0.6 | 0.6 |  | 0 | 31.693 | 9.342 | 0.7
Perforated_tile_G13 | 0.6 | 0.6 |  | 0 | 31.693 | 9.942 | 0.7
Perforated_tile_G14 | 0.6 | 0.6 |  | 0 | 31.693 | 10.542 | 0.7
Perforated_tile_G15 | 0.6 | 0.6 |  | 0 | 31.693 | 11.142 | 0.7
Perforated_tile_G16 | 0.6 | 0.6 |  | 0 | 31.693 | 11.742 | 0.7
Perforated_tile_G17 | 0.6 | 0.6 |  | 0 | 31.693 | 12.342 | 0.7
Perforated_tile_G18 | 0.6 | 0.6 |  | 0 | 31.693 | 12.942 | 0.7
Perforated_tile_G19 | 0.6 | 0.6 |  | 0 | 31.693 | 13.542 | 0.7
Perforated_tile_G20 | 0.6 | 0.6 |  | 0 | 31.693 | 14.142 | 0.7
Perforated_tile_G21 | 0.6 | 0.6 |  | 0 | 31.693 | 14.742 | 0.7
Perforated_tile_G22 | 0.6 | 0.6 |  | 0 | 31.693 | 15.342 | 0.7
Perforated_tile_G23 | 0.6 | 0.6 |  | 0 | 31.693 | 15.942 | 0.7
Perforated_tile_G24 | 0.6 | 0.6 |  | 0 | 31.693 | 16.542 | 0.7
Perforated_tile_G25 | 0.6 | 0.6 |  | 0 | 31.693 | 17.142 | 0.7
Perforated_tile_G26 | 0.6 | 0.6 |  | 0 | 31.693 | 17.742 | 0.7
Perforated_tile_G27 | 0.6 | 0.6 |  | 0 | 32.293 | 2.742 | 0.7
Perforated_tile_G28 | 0.6 | 0.6 |  | 0 | 32.293 | 3.342 | 0.7
Perforated_tile_G29 | 0.6 | 0.6 |  | 0 | 32.293 | 3.942 | 0.7
Perforated_tile_G30 | 0.6 | 0.6 |  | 0 | 32.293 | 4.542 | 0.7
Perforated_tile_G31 | 0.6 | 0.6 |  | 0 | 32.293 | 5.142 | 0.7
Perforated_tile_G32 | 0.6 | 0.6 |  | 0 | 32.293 | 5.742 | 0.7
Perforated_tile_G33 | 0.6 | 0.6 |  | 0 | 32.293 | 6.342 | 0.7
Perforated_tile_G34 | 0.6 | 0.6 |  | 0 | 32.293 | 6.942 | 0.7
Perforated_tile_G35 | 0.6 | 0.6 |  | 0 | 32.293 | 7.542 | 0.7
Perforated_tile_G36 | 0.6 | 0.6 |  | 0 | 32.293 | 8.142 | 0.7
Perforated_tile_G37 | 0.6 | 0.6 |  | 0 | 32.293 | 8.742 | 0.7
Perforated_tile_G38 | 0.6 | 0.6 |  | 0 | 32.293 | 9.342 | 0.7
Perforated_tile_G39 | 0.6 | 0.6 |  | 0 | 32.293 | 9.942 | 0.7
Perforated_tile_G40 | 0.6 | 0.6 |  | 0 | 32.293 | 10.542 | 0.7
Perforated_tile_G41 | 0.6 | 0.6 |  | 0 | 32.293 | 11.142 | 0.7
Perforated_tile_G42 | 0.6 | 0.6 |  | 0 | 32.293 | 11.742 | 0.7
Perforated_tile_G43 | 0.6 | 0.6 |  | 0 | 32.293 | 12.342 | 0.7
Perforated_tile_G44 | 0.6 | 0.6 |  | 0 | 32.293 | 12.942 | 0.7
Perforated_tile_G45 | 0.6 | 0.6 |  | 0 | 32.293 | 13.542 | 0.7
Perforated_tile_G46 | 0.6 | 0.6 |  | 0 | 32.293 | 14.142 | 0.7
Perforated_tile_G47 | 0.6 | 0.6 |  | 0 | 32.293 | 14.742 | 0.7
Perforated_tile_G48 | 0.6 | 0.6 |  | 0 | 32.293 | 15.342 | 0.7
Perforated_tile_G49 | 0.6 | 0.6 |  | 0 | 32.293 | 15.942 | 0.7
Perforated_tile_G50 | 0.6 | 0.6 |  | 0 | 32.293 | 16.542 | 0.7
Perforated_tile_G51 | 0.6 | 0.6 |  | 0 | 32.293 | 17.142 | 0.7
Perforated_tile_G52 | 0.6 | 0.6 |  | 0 | 32.293 | 17.742 | 0.7
Perforated_tile_H1 | 0.6 | 0.6 |  | 0 | 36.493 | 2.742 | 0.7
Perforated_tile_H2 | 0.6 | 0.6 |  | 0 | 36.493 | 3.342 | 0.7
Perforated_tile_H3 | 0.6 | 0.6 |  | 0 | 36.493 | 3.942 | 0.7
Perforated_tile_H4 | 0.6 | 0.6 |  | 0 | 36.493 | 4.542 | 0.7
Perforated_tile_H5 | 0.6 | 0.6 |  | 0 | 36.493 | 5.142 | 0.7
Perforated_tile_H6 | 0.6 | 0.6 |  | 0 | 36.493 | 5.742 | 0.7
Perforated_tile_H7 | 0.6 | 0.6 |  | 0 | 36.493 | 6.342 | 0.7
Perforated_tile_H8 | 0.6 | 0.6 |  | 0 | 36.493 | 6.942 | 0.7
Perforated_tile_H9 | 0.6 | 0.6 |  | 0 | 36.493 | 7.542 | 0.7
Perforated_tile_H10 | 0.6 | 0.6 |  | 0 | 36.493 | 8.142 | 0.7
Perforated_tile_H11 | 0.6 | 0.6 |  | 0 | 36.493 | 8.742 | 0.7
Perforated_tile_H12 | 0.6 | 0.6 |  | 0 | 36.493 | 9.342 | 0.7
Perforated_tile_H13 | 0.6 | 0.6 |  | 0 | 36.493 | 9.942 | 0.7
Perforated_tile_H14 | 0.6 | 0.6 |  | 0 | 36.493 | 10.542 | 0.7
Perforated_tile_H15 | 0.6 | 0.6 |  | 0 | 36.493 | 11.142 | 0.7
Perforated_tile_H16 | 0.6 | 0.6 |  | 0 | 36.493 | 11.742 | 0.7
Perforated_tile_H17 | 0.6 | 0.6 |  | 0 | 36.493 | 12.342 | 0.7
Perforated_tile_H18 | 0.6 | 0.6 |  | 0 | 36.493 | 12.942 | 0.7
Perforated_tile_H19 | 0.6 | 0.6 |  | 0 | 36.493 | 13.542 | 0.7
Perforated_tile_H20 | 0.6 | 0.6 |  | 0 | 36.493 | 14.142 | 0.7
Perforated_tile_H21 | 0.6 | 0.6 |  | 0 | 36.493 | 14.742 | 0.7
Perforated_tile_H22 | 0.6 | 0.6 |  | 0 | 36.493 | 15.342 | 0.7
Perforated_tile_H23 | 0.6 | 0.6 |  | 0 | 36.493 | 15.942 | 0.7
Perforated_tile_H24 | 0.6 | 0.6 |  | 0 | 36.493 | 16.542 | 0.7
Perforated_tile_H25 | 0.6 | 0.6 |  | 0 | 36.493 | 17.142 | 0.7
Perforated_tile_H26 | 0.6 | 0.6 |  | 0 | 36.493 | 17.742 | 0.7
Perforated_tile_H27 | 0.6 | 0.6 |  | 0 | 37.493 | 2.742 | 0.7
Perforated_tile_H28 | 0.6 | 0.6 |  | 0 | 37.493 | 3.342 | 0.7
Perforated_tile_H29 | 0.6 | 0.6 |  | 0 | 37.493 | 3.942 | 0.7
Perforated_tile_H30 | 0.6 | 0.6 |  | 0 | 37.493 | 4.542 | 0.7
Perforated_tile_H31 | 0.6 | 0.6 |  | 0 | 37.493 | 5.142 | 0.7
Perforated_tile_H32 | 0.6 | 0.6 |  | 0 | 37.493 | 5.742 | 0.7
Perforated_tile_H33 | 0.6 | 0.6 |  | 0 | 37.493 | 6.342 | 0.7
Perforated_tile_H34 | 0.6 | 0.6 |  | 0 | 37.493 | 6.942 | 0.7
Perforated_tile_H35 | 0.6 | 0.6 |  | 0 | 37.493 | 7.542 | 0.7
Perforated_tile_H36 | 0.6 | 0.6 |  | 0 | 37.493 | 8.142 | 0.7
Perforated_tile_H37 | 0.6 | 0.6 |  | 0 | 37.493 | 8.742 | 0.7
Perforated_tile_H38 | 0.6 | 0.6 |  | 0 | 37.493 | 9.342 | 0.7
Perforated_tile_H39 | 0.6 | 0.6 |  | 0 | 37.493 | 9.942 | 0.7
Perforated_tile_H40 | 0.6 | 0.6 |  | 0 | 37.493 | 10.542 | 0.7
Perforated_tile_H41 | 0.6 | 0.6 |  | 0 | 37.493 | 11.142 | 0.7
Perforated_tile_H42 | 0.6 | 0.6 |  | 0 | 37.493 | 11.742 | 0.7
Perforated_tile_H43 | 0.6 | 0.6 |  | 0 | 37.493 | 12.342 | 0.7
Perforated_tile_H44 | 0.6 | 0.6 |  | 0 | 37.493 | 12.942 | 0.7
Perforated_tile_H45 | 0.6 | 0.6 |  | 0 | 37.493 | 13.542 | 0.7
Perforated_tile_H46 | 0.6 | 0.6 |  | 0 | 37.493 | 14.142 | 0.7
Perforated_tile_H47 | 0.6 | 0.6 |  | 0 | 37.493 | 14.742 | 0.7
Perforated_tile_H48 | 0.6 | 0.6 |  | 0 | 37.493 | 15.342 | 0.7
Perforated_tile_H49 | 0.6 | 0.6 |  | 0 | 37.493 | 15.942 | 0.7
Perforated_tile_H50 | 0.6 | 0.6 |  | 0 | 37.493 | 16.542 | 0.7
Perforated_tile_H51 | 0.6 | 0.6 |  | 0 | 37.493 | 17.142 | 0.7
Perforated_tile_H52 | 0.6 | 0.6 |  | 0 | 37.493 | 17.742 | 0.7
Perforated_tile_I1 | 0.6 | 0.6 |  | 0 | 41.293 | 2.742 | 0.7
Perforated_tile_I2 | 0.6 | 0.6 |  | 0 | 41.293 | 3.342 | 0.7
Perforated_tile_I3 | 0.6 | 0.6 |  | 0 | 41.293 | 3.942 | 0.7
Perforated_tile_I4 | 0.6 | 0.6 |  | 0 | 41.293 | 4.542 | 0.7
Perforated_tile_I5 | 0.6 | 0.6 |  | 0 | 41.293 | 5.142 | 0.7
Perforated_tile_I6 | 0.6 | 0.6 |  | 0 | 41.293 | 5.742 | 0.7
Perforated_tile_I7 | 0.6 | 0.6 |  | 0 | 41.293 | 6.342 | 0.7
Perforated_tile_I8 | 0.6 | 0.6 |  | 0 | 41.293 | 6.942 | 0.7
Perforated_tile_I9 | 0.6 | 0.6 |  | 0 | 41.293 | 7.542 | 0.7
Perforated_tile_I10 | 0.6 | 0.6 |  | 0 | 41.293 | 8.142 | 0.7
Perforated_tile_I11 | 0.6 | 0.6 |  | 0 | 41.293 | 8.742 | 0.7
Perforated_tile_I12 | 0.6 | 0.6 |  | 0 | 41.293 | 9.342 | 0.7
Perforated_tile_I13 | 0.6 | 0.6 |  | 0 | 41.293 | 9.942 | 0.7
Perforated_tile_I14 | 0.6 | 0.6 |  | 0 | 41.293 | 10.542 | 0.7
Perforated_tile_I15 | 0.6 | 0.6 |  | 0 | 41.293 | 11.142 | 0.7
Perforated_tile_I16 | 0.6 | 0.6 |  | 0 | 41.293 | 11.742 | 0.7
Perforated_tile_I17 | 0.6 | 0.6 |  | 0 | 41.293 | 12.342 | 0.7
Perforated_tile_I18 | 0.6 | 0.6 |  | 0 | 41.293 | 12.942 | 0.7
Perforated_tile_I19 | 0.6 | 0.6 |  | 0 | 41.293 | 13.542 | 0.7
Perforated_tile_I20 | 0.6 | 0.6 |  | 0 | 41.293 | 14.142 | 0.7
Perforated_tile_I21 | 0.6 | 0.6 |  | 0 | 41.293 | 14.742 | 0.7
Perforated_tile_I22 | 0.6 | 0.6 |  | 0 | 41.293 | 15.342 | 0.7
Perforated_tile_I23 | 0.6 | 0.6 |  | 0 | 41.293 | 15.942 | 0.7
Perforated_tile_I24 | 0.6 | 0.6 |  | 0 | 41.293 | 16.542 | 0.7
Perforated_tile_I25 | 0.6 | 0.6 |  | 0 | 41.293 | 17.142 | 0.7
Perforated_tile_I26 | 0.6 | 0.6 |  | 0 | 41.293 | 17.742 | 0.7
Perforated_tile_I27 | 0.6 | 0.6 |  | 0 | 41.893 | 2.742 | 0.7
Perforated_tile_I28 | 0.6 | 0.6 |  | 0 | 41.893 | 3.342 | 0.7
Perforated_tile_I29 | 0.6 | 0.6 |  | 0 | 41.893 | 3.942 | 0.7
Perforated_tile_I30 | 0.6 | 0.6 |  | 0 | 41.893 | 4.542 | 0.7
Perforated_tile_I31 | 0.6 | 0.6 |  | 0 | 41.893 | 5.142 | 0.7
Perforated_tile_I32 | 0.6 | 0.6 |  | 0 | 41.893 | 5.742 | 0.7
Perforated_tile_I33 | 0.6 | 0.6 |  | 0 | 41.893 | 6.342 | 0.7
Perforated_tile_I34 | 0.6 | 0.6 |  | 0 | 41.893 | 6.942 | 0.7
Perforated_tile_I35 | 0.6 | 0.6 |  | 0 | 41.893 | 7.542 | 0.7
Perforated_tile_I36 | 0.6 | 0.6 |  | 0 | 41.893 | 8.142 | 0.7
Perforated_tile_I37 | 0.6 | 0.6 |  | 0 | 41.893 | 8.742 | 0.7
Perforated_tile_I38 | 0.6 | 0.6 |  | 0 | 41.893 | 9.342 | 0.7
Perforated_tile_I39 | 0.6 | 0.6 |  | 0 | 41.893 | 9.942 | 0.7
Perforated_tile_I40 | 0.6 | 0.6 |  | 0 | 41.893 | 10.542 | 0.7
Perforated_tile_I41 | 0.6 | 0.6 |  | 0 | 41.893 | 11.142 | 0.7
Perforated_tile_I42 | 0.6 | 0.6 |  | 0 | 41.893 | 11.742 | 0.7
Perforated_tile_I43 | 0.6 | 0.6 |  | 0 | 41.893 | 12.342 | 0.7
Perforated_tile_I44 | 0.6 | 0.6 |  | 0 | 41.893 | 12.942 | 0.7
Perforated_tile_I45 | 0.6 | 0.6 |  | 0 | 41.893 | 13.542 | 0.7
Perforated_tile_I46 | 0.6 | 0.6 |  | 0 | 41.893 | 14.142 | 0.7
Perforated_tile_I47 | 0.6 | 0.6 |  | 0 | 41.893 | 14.742 | 0.7
Perforated_tile_I48 | 0.6 | 0.6 |  | 0 | 41.893 | 15.342 | 0.7
Perforated_tile_I49 | 0.6 | 0.6 |  | 0 | 41.893 | 15.942 | 0.7
Perforated_tile_I50 | 0.6 | 0.6 |  | 0 | 41.893 | 16.542 | 0.7
Perforated_tile_I51 | 0.6 | 0.6 |  | 0 | 41.893 | 17.142 | 0.7
Perforated_tile_I52 | 0.6 | 0.6 |  | 0 | 41.893 | 17.742 | 0.7
Perforated_tile_J1 | 0.6 | 0.6 |  | 0 | 46.093 | 2.742 | 0.7
Perforated_tile_J2 | 0.6 | 0.6 |  | 0 | 46.093 | 3.342 | 0.7
Perforated_tile_J3 | 0.6 | 0.6 |  | 0 | 46.093 | 3.942 | 0.7
Perforated_tile_J4 | 0.6 | 0.6 |  | 0 | 46.093 | 4.542 | 0.7
Perforated_tile_J5 | 0.6 | 0.6 |  | 0 | 46.093 | 5.142 | 0.7
Perforated_tile_J6 | 0.6 | 0.6 |  | 0 | 46.093 | 5.742 | 0.7
Perforated_tile_J7 | 0.6 | 0.6 |  | 0 | 46.093 | 6.342 | 0.7
Perforated_tile_J8 | 0.6 | 0.6 |  | 0 | 46.093 | 6.942 | 0.7
Perforated_tile_J9 | 0.6 | 0.6 |  | 0 | 46.093 | 7.542 | 0.7
Perforated_tile_J10 | 0.6 | 0.6 |  | 0 | 46.093 | 8.142 | 0.7
Perforated_tile_J11 | 0.6 | 0.6 |  | 0 | 46.093 | 8.742 | 0.7
Perforated_tile_J12 | 0.6 | 0.6 |  | 0 | 46.093 | 9.342 | 0.7
Perforated_tile_J13 | 0.6 | 0.6 |  | 0 | 46.093 | 9.942 | 0.7
Perforated_tile_J14 | 0.6 | 0.6 |  | 0 | 46.093 | 10.542 | 0.7
Perforated_tile_J15 | 0.6 | 0.6 |  | 0 | 46.093 | 11.142 | 0.7
Perforated_tile_J16 | 0.6 | 0.6 |  | 0 | 46.093 | 11.742 | 0.7
Perforated_tile_J17 | 0.6 | 0.6 |  | 0 | 46.093 | 12.342 | 0.7
Perforated_tile_J18 | 0.6 | 0.6 |  | 0 | 46.093 | 12.942 | 0.7
Perforated_tile_J19 | 0.6 | 0.6 |  | 0 | 46.093 | 13.542 | 0.7
Perforated_tile_J20 | 0.6 | 0.6 |  | 0 | 46.093 | 14.142 | 0.7
Perforated_tile_J21 | 0.6 | 0.6 |  | 0 | 46.093 | 14.742 | 0.7
Perforated_tile_J22 | 0.6 | 0.6 |  | 0 | 46.093 | 15.342 | 0.7
Perforated_tile_J23 | 0.6 | 0.6 |  | 0 | 46.093 | 15.942 | 0.7
Perforated_tile_J24 | 0.6 | 0.6 |  | 0 | 46.093 | 16.542 | 0.7
Perforated_tile_J25 | 0.6 | 0.6 |  | 0 | 46.093 | 17.142 | 0.7
Perforated_tile_J26 | 0.6 | 0.6 |  | 0 | 46.093 | 17.742 | 0.7
Perforated_tile_J27 | 0.6 | 0.6 |  | 0 | 46.693 | 2.742 | 0.7
Perforated_tile_J28 | 0.6 | 0.6 |  | 0 | 46.693 | 3.342 | 0.7
Perforated_tile_J29 | 0.6 | 0.6 |  | 0 | 46.693 | 3.942 | 0.7
Perforated_tile_J30 | 0.6 | 0.6 |  | 0 | 46.693 | 4.542 | 0.7
Perforated_tile_J31 | 0.6 | 0.6 |  | 0 | 46.693 | 5.142 | 0.7
Perforated_tile_J32 | 0.6 | 0.6 |  | 0 | 46.693 | 5.742 | 0.7
Perforated_tile_J33 | 0.6 | 0.6 |  | 0 | 46.693 | 6.342 | 0.7
Perforated_tile_J34 | 0.6 | 0.6 |  | 0 | 46.693 | 6.942 | 0.7
Perforated_tile_J37 | 0.6 | 0.6 |  | 0 | 46.693 | 8.742 | 0.7
Perforated_tile_J38 | 0.6 | 0.6 |  | 0 | 46.693 | 9.342 | 0.7
Perforated_tile_J39 | 0.6 | 0.6 |  | 0 | 46.693 | 9.942 | 0.7
Perforated_tile_J40 | 0.6 | 0.6 |  | 0 | 46.693 | 10.542 | 0.7
Perforated_tile_J41 | 0.6 | 0.6 |  | 0 | 46.693 | 11.142 | 0.7
Perforated_tile_J42 | 0.6 | 0.6 |  | 0 | 46.693 | 11.742 | 0.7
Perforated_tile_J43 | 0.6 | 0.6 |  | 0 | 46.693 | 12.342 | 0.7
Perforated_tile_J44 | 0.6 | 0.6 |  | 0 | 46.693 | 12.942 | 0.7
Perforated_tile_J45 | 0.6 | 0.6 |  | 0 | 46.693 | 13.542 | 0.7
Perforated_tile_J48 | 0.6 | 0.6 |  | 0 | 46.693 | 15.342 | 0.7
Perforated_tile_J49 | 0.6 | 0.6 |  | 0 | 46.693 | 15.942 | 0.7
Perforated_tile_J50 | 0.6 | 0.6 |  | 0 | 46.693 | 16.542 | 0.7
Perforated_tile_J51 | 0.6 | 0.6 |  | 0 | 46.693 | 17.142 | 0.7
CRAH_L4_01 | 2.55 | 0.915 |  | 0 | 5.425 | 19.95 | 0.7 | 2.35 | CRAH_A
CRAH_L4_02 | 2.55 | 0.915 |  | 0 | 8.925 | 19.95 | 0.7 | 2.35 | CRAH_A
CRAH_L4_03 | 2.55 | 0.915 |  | 0 | 13.52 | 19.95 | 0.7 | 2.35 | CRAH_A
CRAH_L4_04 | 2.55 | 0.915 |  | 0 | 17.02 | 19.95 | 0.7 | 2.35 | CRAH_A
CRAH_L4_05 | 2.55 | 0.915 |  | 0 | 21.63 | 19.95 | 0.7 | 2.35 | CRAH_A
CRAH_L4_06 | 2.55 | 0.915 |  | 0 | 25.13 | 19.95 | 0.7 | 2.35 | CRAH_A
CRAH_L4_07 | 2.55 | 0.915 |  | 0 | 29.7 | 19.95 | 0.7 | 2.35 | CRAH_A
CRAH_L4_08 | 2.55 | 0.915 |  | 0 | 33.2 | 19.95 | 0.7 | 2.35 | CRAH_A
CRAH_L4_09 | 2.55 | 0.915 |  | 0 | 37.83 | 19.95 | 0.7 | 2.35 | CRAH_A
CRAH_L4_10 | 2.55 | 0.915 |  | 0 | 41.33 | 19.95 | 0.7 | 2.35 | CRAH_A
CRAH_L4_11 | 2.55 | 0.915 |  | 0 | 5.495 | 0.43 | 0.7 | 2.35 | CRAH_A
CRAH_L4_12 | 2.55 | 0.915 |  | 0 | 8.995 | 0.43 | 0.7 | 2.35 | CRAH_A
CRAH_L4_13 | 2.55 | 0.915 |  | 0 | 13.625 | 0.43 | 0.7 | 2.35 | CRAH_A
CRAH_L4_14 | 2.55 | 0.915 |  | 0 | 17.07 | 0.43 | 0.7 | 2.35 | CRAH_A
CRAH_L4_15 | 2.55 | 0.915 |  | 0 | 21.785 | 0.43 | 0.7 | 2.35 | CRAH_A
CRAH_L4_16 | 2.55 | 0.915 |  | 0 | 25.41 | 0.43 | 0.7 | 2.35 | CRAH_A
CRAH_L4_17 | 2.55 | 0.915 |  | 0 | 30.29 | 0.43 | 0.7 | 2.35 | CRAH_A
CRAH_L4_18 | 2.55 | 0.915 |  | 0 | 33.79 | 0.43 | 0.7 | 2.35 | CRAH_A
CRAH_L4_19 | 2.55 | 0.915 |  | 0 | 38.015 | 0.43 | 0.7 | 2.35 | CRAH_A
CRAH_L4_20 | 2.55 | 0.915 |  | 0 | 41.545 | 0.43 | 0.7 | 2.35 | CRAH_A
Pillar_small_1 | 1 | 1 | 4.6 | 0 | 0.825 | 1.15 | 0 | 4.6 | pillar
Pillar_small_2 | 1 | 1 | 4.6 | 0 | 0.825 | 7.65 | 0 | 4.6 | pillar
Pillar_small_3 | 1 | 1 | 4.6 | 0 | 0.825 | 14.15 | 0 | 4.6 | pillar
Pillar_small_4 | 1 | 1 | 4.6 | 0 | 48.375 | 1.15 | 0 | 4.6 | pillar
Pillar_small_5 | 1 | 1 | 4.6 | 0 | 48.375 | 7.65 | 0 | 4.6 | pillar
Pillar_small_6 | 1 | 1 | 4.6 | 0 | 48.375 | 14.15 | 0 | 4.6 | pillar
Pillar_big_1 | 1 | 1.68 | 4.6 | 0 | 4.35 | 19.85 | 0 | 4.6 | pillar
Pillar_big_2 | 1 | 1.68 | 4.6 | 0 | 12.45 | 19.85 | 0 | 4.6 | pillar
Pillar_big_3 | 1 | 1.68 | 4.6 | 0 | 20.55 | 19.85 | 0 | 4.6 | pillar
Pillar_big_4 | 1 | 1.68 | 4.6 | 0 | 28.65 | 19.85 | 0 | 4.6 | pillar
Pillar_big_5 | 1 | 1.68 | 4.6 | 0 | 36.75 | 19.85 | 0 | 4.6 | pillar
Pillar_big_6 | 1 | 1.68 | 4.6 | 0 | 44.85 | 19.85 | 0 | 4.6 | pillar
Rack_A_01 | 0.6 | 1.2 |  | 90 | 2.893 | 15.275 | 0.7 |  | Rack_A
Rack_A_02 | 0.6 | 1.2 |  | 90 | 2.893 | 14.675 | 0.7 |  | Rack_A
Rack_A_03 | 0.6 | 1.2 |  | 90 | 2.893 | 14.075 | 0.7 |  | Rack_A
Rack_A_04 | 0.6 | 1.2 |  | 90 | 2.893 | 13.475 | 0.7 |  | Rack_A
Rack_A_05 | 0.6 | 1.2 |  | 90 | 2.893 | 11.675 | 0.7 |  | Rack_A
Rack_A_06 | 0.6 | 1.2 |  | 90 | 2.893 | 11.075 | 0.7 |  | Rack_A
Rack_A_07 | 0.6 | 1.2 |  | 90 | 2.893 | 10.475 | 0.7 |  | Rack_A
Rack_A_08 | 0.6 | 1.2 |  | 90 | 2.893 | 9.875 | 0.7 |  | Rack_A
Rack_A_09 | 0.6 | 1.2 |  | 90 | 2.893 | 9.275 | 0.7 |  | Rack_A
Rack_A_10 | 0.6 | 1.2 |  | 90 | 2.893 | 8.675 | 0.7 |  | Rack_A
Rack_A_11 | 0.6 | 1.2 |  | 90 | 2.893 | 8.075 | 0.7 |  | Rack_A
Rack_A_12 | 0.6 | 1.2 |  | 90 | 2.893 | 6.875 | 0.7 |  | Rack_A
Rack_A_13 | 0.6 | 1.2 |  | 90 | 2.893 | 6.275 | 0.7 |  | Rack_A
Rack_A_14 | 0.6 | 1.2 |  | 90 | 2.893 | 5.675 | 0.7 |  | Rack_A
Rack_A_15 | 0.6 | 1.2 |  | 90 | 2.893 | 5.075 | 0.7 |  | Rack_A
Rack_A_16 | 0.6 | 1.2 |  | 90 | 2.893 | 4.475 | 0.7 |  | Rack_A
Rack_A_17 | 0.6 | 1.2 |  | 90 | 2.893 | 3.875 | 0.7 |  | Rack_A
Rack_A_18 | 0.6 | 1.2 |  | 90 | 2.893 | 3.275 | 0.7 |  | Rack_A
Rack_B_01 | 0.8 | 1.2 |  | 270 | 4.093 | 17.475 | 0.7 |  | Rack_E
Rack_B_02 | 0.6 | 1.2 |  | 270 | 4.093 | 17.275 | 0.7 |  | Rack_A
Rack_B_03 | 0.6 | 1.2 |  | 270 | 4.093 | 16.675 | 0.7 |  | Rack_A
Rack_B_04 | 0.6 | 1.2 |  | 270 | 4.093 | 16.075 | 0.7 |  | Rack_A
Rack_B_05 | 0.6 | 1.2 |  | 270 | 4.093 | 15.475 | 0.7 |  | Rack_A
Rack_B_06 | 0.6 | 1.2 |  | 270 | 4.093 | 14.875 | 0.7 |  | Rack_A
Rack_B_07 | 0.6 | 1.2 |  | 270 | 4.093 | 14.275 | 0.7 |  | Rack_A
Rack_B_08 | 0.6 | 1.2 |  | 270 | 4.093 | 13.675 | 0.7 |  | Rack_A
Rack_B_09 | 0.6 | 1.2 |  | 270 | 4.093 | 13.075 | 0.7 |  | Rack_A
Rack_B_10 | 0.6 | 1.2 |  | 270 | 4.093 | 12.475 | 0.7 |  | Rack_A
Rack_B_11 | 0.6 | 1.2 |  | 270 | 4.093 | 11.875 | 0.7 |  | Rack_A
Rack_B_12 | 0.6 | 1.2 |  | 270 | 4.093 | 11.275 | 0.7 |  | Rack_A
Rack_B_13 | 0.6 | 1.2 |  | 270 | 4.093 | 10.675 | 0.7 |  | Rack_A
Rack_B_14 | 0.6 | 1.2 |  | 270 | 4.093 | 10.075 | 0.7 |  | Rack_A
Rack_B_15 | 0.6 | 1.2 |  | 270 | 4.093 | 9.475 | 0.7 |  | Rack_A
Rack_B_16 | 0.6 | 1.2 |  | 270 | 4.093 | 8.875 | 0.7 |  | Rack_A
Rack_B_17 | 0.6 | 1.2 |  | 270 | 4.093 | 8.275 | 0.7 |  | Rack_A
Rack_B_18 | 0.6 | 1.2 |  | 270 | 4.093 | 7.675 | 0.7 |  | Rack_A
Rack_B_19 | 0.6 | 1.2 |  | 270 | 4.093 | 7.075 | 0.7 |  | Rack_A
Rack_B_20 | 0.6 | 1.2 |  | 270 | 4.093 | 6.475 | 0.7 |  | Rack_A
Rack_B_21 | 0.6 | 1.2 |  | 270 | 4.093 | 5.875 | 0.7 |  | Rack_A
Rack_B_22 | 0.8 | 1.2 |  | 270 | 4.093 | 4.675 | 0.7 |  | Rack_A
Rack_B_23 | 0.6 | 1.2 |  | 270 | 4.093 | 4.475 | 0.7 |  | Rack_A
Rack_B_24 | 0.6 | 1.2 |  | 270 | 4.093 | 3.875 | 0.7 |  | Rack_A
Rack_C_01 | 0.6 | 1.2 |  | 90 | 7.693 | 17.742 | 0.7 |  | Rack_A
Rack_C_02 | 0.6 | 1.2 |  | 90 | 7.693 | 17.142 | 0.7 |  | Rack_A
Rack_C_03 | 0.6 | 1.2 |  | 90 | 7.693 | 16.542 | 0.7 |  | Rack_A
Rack_C_04 | 0.6 | 1.2 |  | 90 | 7.693 | 15.942 | 0.7 |  | Rack_A
Rack_C_05 | 0.6 | 1.2 |  | 90 | 7.693 | 15.342 | 0.7 |  | Rack_A
Rack_C_06 | 0.6 | 1.2 |  | 90 | 7.693 | 14.742 | 0.7 |  | Rack_A
Rack_C_07 | 0.6 | 1.2 |  | 90 | 7.693 | 14.142 | 0.7 |  | Rack_A
Rack_C_08 | 0.6 | 1.2 |  | 90 | 7.693 | 13.542 | 0.7 |  | Rack_A
Rack_C_09 | 0.6 | 1.2 |  | 90 | 7.693 | 12.942 | 0.7 |  | Rack_A
Rack_C_10 | 0.6 | 1.2 |  | 90 | 7.693 | 12.342 | 0.7 |  | Rack_A
Rack_C_11 | 0.6 | 1.2 |  | 90 | 7.693 | 11.742 | 0.7 |  | Rack_A
Rack_C_12 | 0.6 | 1.2 |  | 90 | 7.693 | 11.142 | 0.7 |  | Rack_A
Rack_C_13 | 0.6 | 1.2 |  | 90 | 7.693 | 10.542 | 0.7 |  | Rack_A
Rack_C_14 | 0.6 | 1.2 |  | 90 | 7.693 | 9.942 | 0.7 |  | Rack_A
Rack_C_15 | 0.6 | 1.2 |  | 90 | 7.693 | 9.342 | 0.7 |  | Rack_A
Rack_C_16 | 0.6 | 1.2 |  | 90 | 7.693 | 8.742 | 0.7 |  | Rack_A
Rack_C_17 | 0.6 | 1.2 |  | 90 | 7.693 | 8.142 | 0.7 |  | Rack_A
Rack_C_18 | 0.6 | 1.2 |  | 90 | 7.693 | 7.542 | 0.7 |  | Rack_A
Rack_C_19 | 0.6 | 1.2 |  | 90 | 7.693 | 6.942 | 0.7 |  | Rack_A
Rack_C_20 | 0.6 | 1.2 |  | 90 | 7.693 | 6.342 | 0.7 |  | Rack_A
Rack_C_21 | 0.6 | 1.2 |  | 90 | 7.693 | 5.742 | 0.7 |  | Rack_A
Rack_C_22 | 0.6 | 1.2 |  | 90 | 7.693 | 5.142 | 0.7 |  | Rack_A
Rack_C_23 | 0.6 | 1.2 |  | 90 | 7.693 | 4.542 | 0.7 |  | Rack_A
Rack_C_24 | 0.6 | 1.2 |  | 90 | 7.693 | 3.942 | 0.7 |  | Rack_A
Rack_C_25 | 0.6 | 1.2 |  | 90 | 7.693 | 3.342 | 0.7 |  | Rack_A
Rack_C_26 | 0.6 | 1.2 |  | 90 | 7.693 | 2.742 | 0.7 |  | Rack_A
Rack_D_01 | 0.6 | 1.2 |  | 270 | 8.893 | 18.342 | 0.7 |  | Rack_A
Rack_D_02 | 0.6 | 1.2 |  | 270 | 8.893 | 17.742 | 0.7 |  | Rack_A
Rack_D_03 | 0.6 | 1.2 |  | 270 | 8.893 | 17.142 | 0.7 |  | Rack_A
Rack_D_04 | 0.6 | 1.2 |  | 270 | 8.893 | 16.542 | 0.7 |  | Rack_A
Rack_D_05 | 0.6 | 1.2 |  | 270 | 8.893 | 15.942 | 0.7 |  | Rack_A
Rack_D_06 | 0.6 | 1.2 |  | 270 | 8.893 | 15.342 | 0.7 |  | Rack_A
Rack_D_07 | 0.6 | 1.2 |  | 270 | 8.893 | 14.742 | 0.7 |  | Rack_A
Rack_D_08 | 0.6 | 1.2 |  | 270 | 8.893 | 14.142 | 0.7 |  | Rack_A
Rack_D_09 | 0.6 | 1.2 |  | 270 | 8.893 | 13.542 | 0.7 |  | Rack_A
Rack_D_10 | 0.6 | 1.2 |  | 270 | 8.893 | 12.942 | 0.7 |  | Rack_A
Rack_D_11 | 0.6 | 1.2 |  | 270 | 8.893 | 12.342 | 0.7 |  | Rack_A
Rack_D_12 | 0.6 | 1.2 |  | 270 | 8.893 | 11.742 | 0.7 |  | Rack_A
Rack_D_13 | 0.6 | 1.2 |  | 270 | 8.893 | 11.142 | 0.7 |  | Rack_A
Rack_D_14 | 0.6 | 1.2 |  | 270 | 8.893 | 10.542 | 0.7 |  | Rack_A
Rack_D_15 | 0.6 | 1.2 |  | 270 | 8.893 | 9.942 | 0.7 |  | Rack_A
Rack_D_16 | 0.6 | 1.2 |  | 270 | 8.893 | 9.342 | 0.7 |  | Rack_A
Rack_D_17 | 0.6 | 1.2 |  | 270 | 8.893 | 8.742 | 0.7 |  | Rack_A
Rack_D_18 | 0.6 | 1.2 |  | 270 | 8.893 | 8.142 | 0.7 |  | Rack_A
Rack_D_19 | 0.6 | 1.2 |  | 270 | 8.893 | 7.542 | 0.7 |  | Rack_A
Rack_D_20 | 0.6 | 1.2 |  | 270 | 8.893 | 6.942 | 0.7 |  | Rack_A
Rack_D_21 | 0.6 | 1.2 |  | 270 | 8.893 | 6.342 | 0.7 |  | Rack_A
Rack_D_22 | 0.6 | 1.2 |  | 270 | 8.893 | 5.742 | 0.7 |  | Rack_A
Rack_D_23 | 0.6 | 1.2 |  | 270 | 8.893 | 5.142 | 0.7 |  | Rack_A
Rack_D_24 | 0.6 | 1.2 |  | 270 | 8.893 | 4.542 | 0.7 |  | Rack_A
Rack_D_25 | 0.6 | 1.2 |  | 270 | 8.893 | 3.942 | 0.7 |  | Rack_A
Rack_D_26 | 0.6 | 1.2 |  | 270 | 8.893 | 3.342 | 0.7 |  | Rack_A
Rack_E_01 | 0.8 | 1.2 |  | 90 | 12.493 | 16.142 | 0.7 |  | Rack_E
Rack_E_02 | 0.8 | 1.2 |  | 90 | 12.493 | 15.342 | 0.7 |  | Rack_E
Rack_E_03 | 0.8 | 1.2 |  | 90 | 12.493 | 14.542 | 0.7 |  | Rack_E
Rack_E_04 | 0.8 | 1.2 |  | 90 | 12.493 | 13.742 | 0.7 |  | Rack_E
Rack_E_05 | 0.8 | 1.2 |  | 90 | 12.493 | 12.942 | 0.7 |  | Rack_E
Rack_E_06 | 0.8 | 1.2 |  | 90 | 12.493 | 12.142 | 0.7 |  | Rack_E
Rack_E_07 | 0.8 | 1.2 |  | 90 | 12.493 | 11.342 | 0.7 |  | Rack_E
Rack_E_08 | 0.8 | 1.2 |  | 90 | 12.493 | 10.542 | 0.7 |  | Rack_E
Rack_E_09 | 0.6 | 1.2 |  | 90 | 12.493 | 9.942 | 0.7 |  | Rack_A
Rack_E_10 | 0.6 | 1.2 |  | 90 | 12.493 | 9.342 | 0.7 |  | Rack_A
Rack_E_11 | 0.6 | 1.2 |  | 90 | 12.493 | 8.742 | 0.7 |  | Rack_A
Rack_E_12 | 0.6 | 1.2 |  | 90 | 12.493 | 8.142 | 0.7 |  | Rack_A
Rack_E_13 | 0.6 | 1.2 |  | 90 | 12.493 | 7.542 | 0.7 |  | Rack_A
Rack_E_16 | 0.6 | 1.2 |  | 90 | 11.893 | 6.342 | 0.7 |  | Rack_A
Rack_E_17 | 0.6 | 1.2 |  | 90 | 11.893 | 5.742 | 0.7 |  | Rack_A
Rack_E_18 | 0.8 | 1.2 |  | 90 | 11.893 | 4.942 | 0.7 |  | Rack_E
Rack_F_01 | 0.8 | 1.2 |  | 270 | 13.693 | 16.942 | 0.7 |  | Rack_E
Rack_F_02 | 0.8 | 1.2 |  | 270 | 13.693 | 16.142 | 0.7 |  | Rack_E
Rack_F_03 | 0.8 | 1.2 |  | 270 | 13.693 | 15.342 | 0.7 |  | Rack_E
Rack_F_04 | 0.8 | 1.2 |  | 270 | 13.693 | 14.542 | 0.7 |  | Rack_E
Rack_F_05 | 0.8 | 1.2 |  | 270 | 13.693 | 13.742 | 0.7 |  | Rack_E
Rack_F_06 | 0.8 | 1.2 |  | 270 | 13.693 | 12.942 | 0.7 |  | Rack_E
Rack_F_07 | 0.8 | 1.2 |  | 270 | 13.693 | 12.142 | 0.7 |  | Rack_E
Rack_F_08 | 0.8 | 1.2 |  | 270 | 13.693 | 11.342 | 0.7 |  | Rack_E
Rack_F_09 | 0.6 | 1.2 |  | 270 | 13.693 | 10.742 | 0.7 |  | Rack_A
Rack_F_10 | 0.6 | 1.2 |  | 270 | 13.693 | 10.142 | 0.7 |  | Rack_A
Rack_F_11 | 0.6 | 1.2 |  | 270 | 13.693 | 9.542 | 0.7 |  | Rack_A
Rack_F_12 | 0.6 | 1.2 |  | 270 | 13.693 | 8.942 | 0.7 |  | Rack_A
Rack_F_13 | 0.6 | 1.2 |  | 270 | 13.693 | 8.342 | 0.7 |  | Rack_A
Rack_F_16 | 0.8 | 1.2 |  | 270 | 13.693 | 7.142 | 0.7 |  | Rack_E
Rack_F_17 | 0.8 | 1.2 |  | 270 | 13.693 | 6.342 | 0.7 |  | Rack_E
Rack_F_18 | 0.6 | 1.2 |  | 270 | 13.693 | 5.542 | 0.7 |  | Rack_A
Rack_F_19 | 0.6 | 1.2 |  | 270 | 13.693 | 4.942 | 0.7 |  | Rack_A
Rack_F_20 | 0.6 | 1.2 |  | 270 | 13.693 | 4.342 | 0.7 |  | Rack_A
Rack_G_01 | 0.6 | 1.2 |  | 90 | 17.293 | 16.542 | 0.7 |  | Rack_A
Rack_G_02 | 0.6 | 1.2 |  | 90 | 17.293 | 15.942 | 0.7 |  | Rack_A
Rack_G_03 | 0.6 | 1.2 |  | 90 | 17.293 | 15.342 | 0.7 |  | Rack_A
Rack_G_04 | 0.6 | 1.2 |  | 90 | 17.293 | 14.742 | 0.7 |  | Rack_A
Rack_G_05 | 0.6 | 1.2 |  | 90 | 17.293 | 14.142 | 0.7 |  | Rack_A
Rack_G_06 | 0.6 | 1.2 |  | 90 | 17.293 | 13.542 | 0.7 |  | Rack_A
Rack_G_07 | 0.6 | 1.2 |  | 90 | 17.293 | 12.942 | 0.7 |  | Rack_A
Rack_G_08 | 0.6 | 1.2 |  | 90 | 17.293 | 12.342 | 0.7 |  | Rack_A
Rack_G_09 | 0.6 | 1.2 |  | 90 | 17.293 | 11.742 | 0.7 |  | Rack_A
Rack_G_10 | 0.6 | 1.2 |  | 90 | 17.293 | 11.142 | 0.7 |  | Rack_A
Rack_G_11 | 0.6 | 1.2 |  | 90 | 17.293 | 10.542 | 0.7 |  | Rack_A
Rack_G_12 | 0.6 | 1.2 |  | 90 | 17.293 | 9.942 | 0.7 |  | Rack_A
Rack_G_13 | 0.6 | 1.2 |  | 90 | 17.293 | 9.342 | 0.7 |  | Rack_A
Rack_G_14 | 0.6 | 1.2 |  | 90 | 17.293 | 8.742 | 0.7 |  | Rack_A
Rack_G_15 | 0.6 | 1.2 |  | 90 | 17.293 | 7.542 | 0.7 |  | Rack_A
Rack_G_16 | 0.6 | 1.2 |  | 90 | 17.293 | 6.942 | 0.7 |  | Rack_A
Rack_G_17 | 0.6 | 1.2 |  | 90 | 17.293 | 6.342 | 0.7 |  | Rack_A
Rack_G_18 | 0.6 | 1.2 |  | 90 | 17.293 | 5.742 | 0.7 |  | Rack_A
Rack_G_19 | 0.6 | 1.2 |  | 90 | 17.293 | 5.142 | 0.7 |  | Rack_A
Rack_G_20 | 0.6 | 1.2 |  | 90 | 17.293 | 4.542 | 0.7 |  | Rack_A
Rack_G_21 | 0.6 | 1.2 |  | 90 | 17.293 | 3.942 | 0.7 |  | Rack_A
Rack_G_22 | 0.6 | 1.2 |  | 90 | 17.293 | 3.342 | 0.7 |  | Rack_A
Rack_H_01 | 0.6 | 1.2 |  | 270 | 18.493 | 17.142 | 0.7 |  | Rack_A
Rack_H_02 | 0.6 | 1.2 |  | 270 | 18.493 | 16.542 | 0.7 |  | Rack_A
Rack_H_03 | 0.6 | 1.2 |  | 270 | 18.493 | 15.942 | 0.7 |  | Rack_A
Rack_H_04 | 0.6 | 1.2 |  | 270 | 18.493 | 15.342 | 0.7 |  | Rack_A
Rack_H_05 | 0.6 | 1.2 |  | 270 | 18.493 | 14.742 | 0.7 |  | Rack_A
Rack_H_06 | 0.6 | 1.2 |  | 270 | 18.493 | 14.142 | 0.7 |  | Rack_A
Rack_H_07 | 0.6 | 1.2 |  | 270 | 18.493 | 13.542 | 0.7 |  | Rack_A
Rack_H_08 | 0.6 | 1.2 |  | 270 | 18.493 | 12.942 | 0.7 |  | Rack_A
Rack_H_09 | 0.6 | 1.2 |  | 270 | 18.493 | 12.342 | 0.7 |  | Rack_A
Rack_H_10 | 0.6 | 1.2 |  | 270 | 18.493 | 11.742 | 0.7 |  | Rack_A
Rack_H_11 | 0.6 | 1.2 |  | 270 | 18.493 | 11.142 | 0.7 |  | Rack_A
Rack_H_12 | 0.6 | 1.2 |  | 270 | 18.493 | 10.542 | 0.7 |  | Rack_A
Rack_H_13 | 0.6 | 1.2 |  | 270 | 18.493 | 9.342 | 0.7 |  | Rack_A
Rack_H_14 | 0.6 | 1.2 |  | 270 | 18.493 | 8.742 | 0.7 |  | Rack_A
Rack_H_15 | 0.6 | 1.2 |  | 270 | 18.493 | 8.142 | 0.7 |  | Rack_A
Rack_H_16 | 0.6 | 1.2 |  | 270 | 18.493 | 7.542 | 0.7 |  | Rack_A
Rack_H_17 | 0.6 | 1.2 |  | 270 | 18.493 | 6.942 | 0.7 |  | Rack_A
Rack_H_18 | 0.6 | 1.2 |  | 270 | 18.493 | 6.342 | 0.7 |  | Rack_A
Rack_H_19 | 0.6 | 1.2 |  | 270 | 18.493 | 5.742 | 0.7 |  | Rack_A
Rack_H_20 | 0.6 | 1.2 |  | 270 | 18.493 | 5.142 | 0.7 |  | Rack_A
Rack_I_01 | 0.6 | 1.2 |  | 90 | 22.093 | 16.542 | 0.7 |  | Rack_A
Rack_I_02 | 0.6 | 1.2 |  | 90 | 22.093 | 15.942 | 0.7 |  | Rack_A
Rack_I_03 | 0.6 | 1.2 |  | 90 | 22.093 | 15.342 | 0.7 |  | Rack_A
Rack_I_04 | 0.6 | 1.2 |  | 90 | 22.093 | 14.742 | 0.7 |  | Rack_A
Rack_I_05 | 0.6 | 1.2 |  | 90 | 22.093 | 14.142 | 0.7 |  | Rack_A
Rack_I_06 | 0.6 | 1.2 |  | 90 | 22.093 | 13.542 | 0.7 |  | Rack_A
Rack_I_07 | 0.6 | 1.2 |  | 90 | 22.093 | 12.942 | 0.7 |  | Rack_A
Rack_I_08 | 0.6 | 1.2 |  | 90 | 22.093 | 12.342 | 0.7 |  | Rack_A
Rack_I_09 | 0.6 | 1.2 |  | 90 | 22.093 | 11.742 | 0.7 |  | Rack_A
Rack_I_10 | 0.6 | 1.2 |  | 90 | 22.093 | 11.142 | 0.7 |  | Rack_A
Rack_I_11 | 0.6 | 1.2 |  | 90 | 22.093 | 10.542 | 0.7 |  | Rack_A
Rack_I_12 | 0.6 | 1.2 |  | 90 | 22.093 | 9.942 | 0.7 |  | Rack_A
Rack_I_13 | 0.6 | 1.2 |  | 90 | 22.093 | 9.342 | 0.7 |  | Rack_A
Rack_I_14 | 0.6 | 1.2 |  | 90 | 22.093 | 8.742 | 0.7 |  | Rack_A
Rack_I_15 | 0.6 | 1.2 |  | 90 | 22.093 | 8.142 | 0.7 |  | Rack_A
Rack_I_16 | 0.6 | 1.2 |  | 90 | 22.093 | 7.542 | 0.7 |  | Rack_A
Rack_I_17 | 0.6 | 1.2 |  | 90 | 22.093 | 6.942 | 0.7 |  | Rack_A
Rack_I_18 | 0.6 | 1.2 |  | 90 | 22.093 | 6.342 | 0.7 |  | Rack_A
Rack_I_19 | 0.6 | 1.2 |  | 90 | 22.093 | 5.742 | 0.7 |  | Rack_A
Rack_I_20 | 0.6 | 1.2 |  | 90 | 22.093 | 5.142 | 0.7 |  | Rack_A
Rack_I_21 | 0.6 | 1.2 |  | 90 | 22.093 | 4.542 | 0.7 |  | Rack_A
Rack_J_01 | 0.6 | 1.2 |  | 270 | 23.293 | 17.142 | 0.7 |  | Rack_A
Rack_J_02 | 0.6 | 1.2 |  | 270 | 23.293 | 16.542 | 0.7 |  | Rack_A
Rack_J_03 | 0.6 | 1.2 |  | 270 | 23.293 | 15.942 | 0.7 |  | Rack_A
Rack_J_04 | 0.6 | 1.2 |  | 270 | 23.293 | 15.342 | 0.7 |  | Rack_A
Rack_J_05 | 0.6 | 1.2 |  | 270 | 23.293 | 14.742 | 0.7 |  | Rack_A
Rack_J_06 | 0.6 | 1.2 |  | 270 | 23.293 | 14.142 | 0.7 |  | Rack_A
Rack_J_07 | 0.6 | 1.2 |  | 270 | 23.293 | 13.542 | 0.7 |  | Rack_A
Rack_J_08 | 0.6 | 1.2 |  | 270 | 23.293 | 12.942 | 0.7 |  | Rack_A
Rack_J_09 | 0.6 | 1.2 |  | 270 | 23.293 | 12.342 | 0.7 |  | Rack_A
Rack_J_10 | 0.6 | 1.2 |  | 270 | 23.293 | 11.742 | 0.7 |  | Rack_A
Rack_J_11 | 0.6 | 1.2 |  | 270 | 23.293 | 11.142 | 0.7 |  | Rack_A
Rack_J_12 | 0.6 | 1.2 |  | 270 | 23.293 | 10.542 | 0.7 |  | Rack_A
Rack_J_13 | 0.6 | 1.2 |  | 270 | 23.293 | 9.942 | 0.7 |  | Rack_A
Rack_J_14 | 0.6 | 1.2 |  | 270 | 23.293 | 9.342 | 0.7 |  | Rack_A
Rack_J_15 | 0.6 | 1.2 |  | 270 | 23.293 | 8.742 | 0.7 |  | Rack_A
Rack_J_16 | 0.6 | 1.2 |  | 270 | 23.293 | 8.142 | 0.7 |  | Rack_A
Rack_J_17 | 0.6 | 1.2 |  | 270 | 23.293 | 7.542 | 0.7 |  | Rack_A
Rack_J_18 | 0.6 | 1.2 |  | 270 | 23.293 | 6.942 | 0.7 |  | Rack_A
Rack_J_19 | 0.6 | 1.2 |  | 270 | 23.293 | 6.342 | 0.7 |  | Rack_A
Rack_J_20 | 0.6 | 1.2 |  | 270 | 23.293 | 5.742 | 0.7 |  | Rack_A
Rack_J_21 | 0.6 | 1.2 |  | 270 | 23.293 | 5.142 | 0.7 |  | Rack_A
Rack_K_01 | 0.8 | 1.2 |  | 90 | 26.893 | 16.542 | 0.7 |  | Rack_E
Rack_K_02 | 0.8 | 1.2 |  | 90 | 26.893 | 15.742 | 0.7 |  | Rack_E
Rack_K_03 | 0.8 | 1.2 |  | 90 | 26.893 | 14.942 | 0.7 |  | Rack_E
Rack_K_04 | 0.8 | 1.2 |  | 90 | 26.893 | 14.142 | 0.7 |  | Rack_E
Rack_K_05 | 0.8 | 1.2 |  | 90 | 26.893 | 13.342 | 0.7 |  | Rack_E
Rack_K_06 | 0.8 | 1.2 |  | 90 | 26.893 | 12.542 | 0.7 |  | Rack_E
Rack_K_07 | 0.8 | 1.2 |  | 90 | 26.893 | 11.742 | 0.7 |  | Rack_E
Rack_K_08 | 0.8 | 1.2 |  | 90 | 26.893 | 10.942 | 0.7 |  | Rack_E
Rack_K_09 | 0.8 | 1.2 |  | 90 | 26.893 | 10.142 | 0.7 |  | Rack_E
Rack_K_10 | 0.8 | 1.2 |  | 90 | 26.893 | 9.342 | 0.7 |  | Rack_E
Rack_K_11 | 0.8 | 1.2 |  | 90 | 26.893 | 8.542 | 0.7 |  | Rack_E
Rack_K_12 | 0.8 | 1.2 |  | 90 | 26.893 | 7.742 | 0.7 |  | Rack_E
Rack_K_13 | 0.8 | 1.2 |  | 90 | 26.893 | 6.942 | 0.7 |  | Rack_E
Rack_K_14 | 0.8 | 1.2 |  | 90 | 26.893 | 6.142 | 0.7 |  | Rack_E
Rack_K_15 | 0.8 | 1.2 |  | 90 | 26.893 | 5.342 | 0.7 |  | Rack_E
Rack_K_16 | 0.8 | 1.2 |  | 90 | 26.893 | 4.542 | 0.7 |  | Rack_E
Rack_K_17 | 0.8 | 1.2 |  | 90 | 26.893 | 3.742 | 0.7 |  | Rack_E
Rack_K_18 | 0.8 | 1.2 |  | 90 | 26.893 | 2.942 | 0.7 |  | Rack_E
Rack_L_01 | 0.8 | 1.2 |  | 270 | 28.093 | 17.142 | 0.7 |  | Rack_E
Rack_L_02 | 0.8 | 1.2 |  | 270 | 28.093 | 16.342 | 0.7 |  | Rack_E
Rack_L_03 | 0.8 | 1.2 |  | 270 | 28.093 | 15.542 | 0.7 |  | Rack_E
Rack_L_04 | 0.8 | 1.2 |  | 270 | 28.093 | 14.742 | 0.7 |  | Rack_E
Rack_L_05 | 0.8 | 1.2 |  | 270 | 28.093 | 13.942 | 0.7 |  | Rack_E
Rack_L_06 | 0.8 | 1.2 |  | 270 | 28.093 | 13.142 | 0.7 |  | Rack_E
Rack_L_07 | 0.8 | 1.2 |  | 270 | 28.093 | 12.342 | 0.7 |  | Rack_E
Rack_L_08 | 0.8 | 1.2 |  | 270 | 28.093 | 11.542 | 0.7 |  | Rack_E
Rack_L_09 | 0.8 | 1.2 |  | 270 | 28.093 | 10.742 | 0.7 |  | Rack_E
Rack_L_10 | 0.8 | 1.2 |  | 270 | 28.093 | 9.942 | 0.7 |  | Rack_E
Rack_L_11 | 0.8 | 1.2 |  | 270 | 28.093 | 9.142 | 0.7 |  | Rack_E
Rack_L_12 | 0.8 | 1.2 |  | 270 | 28.093 | 8.342 | 0.7 |  | Rack_E
Rack_L_13 | 0.8 | 1.2 |  | 270 | 28.093 | 7.542 | 0.7 |  | Rack_E
Rack_L_14 | 0.8 | 1.2 |  | 270 | 28.093 | 6.742 | 0.7 |  | Rack_E
Rack_L_15 | 0.8 | 1.2 |  | 270 | 28.093 | 5.942 | 0.7 |  | Rack_E
Rack_L_16 | 0.8 | 1.2 |  | 270 | 28.093 | 5.142 | 0.7 |  | Rack_E
Rack_L_17 | 0.8 | 1.2 |  | 270 | 28.093 | 4.342 | 0.7 |  | Rack_E
Rack_L_18 | 0.8 | 1.2 |  | 270 | 28.093 | 3.542 | 0.7 |  | Rack_E
Rack_M_01 | 0.6 | 1.2 |  | 90 | 31.693 | 16.542 | 0.7 |  | Rack_A
Rack_M_02 | 0.6 | 1.2 |  | 90 | 31.693 | 15.942 | 0.7 |  | Rack_A
Rack_M_03 | 0.6 | 1.2 |  | 90 | 31.693 | 15.342 | 0.7 |  | Rack_A
Rack_M_04 | 0.6 | 1.2 |  | 90 | 31.693 | 14.742 | 0.7 |  | Rack_A
Rack_M_05 | 0.6 | 1.2 |  | 90 | 31.693 | 14.142 | 0.7 |  | Rack_A
Rack_M_06 | 0.6 | 1.2 |  | 90 | 31.693 | 13.542 | 0.7 |  | Rack_A
Rack_M_07 | 0.6 | 1.2 |  | 90 | 31.693 | 12.942 | 0.7 |  | Rack_A
Rack_M_08 | 0.6 | 1.2 |  | 90 | 31.693 | 12.342 | 0.7 |  | Rack_A
Rack_M_09 | 0.6 | 1.2 |  | 90 | 31.693 | 11.742 | 0.7 |  | Rack_A
Rack_M_10 | 0.6 | 1.2 |  | 90 | 31.693 | 11.142 | 0.7 |  | Rack_A
Rack_M_11 | 0.6 | 1.2 |  | 90 | 31.693 | 10.542 | 0.7 |  | Rack_A
Rack_M_12 | 0.6 | 1.2 |  | 90 | 31.693 | 9.942 | 0.7 |  | Rack_A
Rack_M_13 | 0.6 | 1.2 |  | 90 | 31.693 | 9.342 | 0.7 |  | Rack_A
Rack_M_14 | 0.6 | 1.2 |  | 90 | 31.693 | 8.742 | 0.7 |  | Rack_A
Rack_M_15 | 0.6 | 1.2 |  | 90 | 31.693 | 8.142 | 0.7 |  | Rack_A
Rack_M_16 | 0.6 | 1.2 |  | 90 | 31.693 | 7.542 | 0.7 |  | Rack_A
Rack_M_17 | 0.6 | 1.2 |  | 90 | 31.693 | 6.942 | 0.7 |  | Rack_A
Rack_M_18 | 0.6 | 1.2 |  | 90 | 31.693 | 6.342 | 0.7 |  | Rack_A
Rack_M_19 | 0.6 | 1.2 |  | 90 | 31.693 | 5.742 | 0.7 |  | Rack_A
Rack_M_20 | 0.6 | 1.2 |  | 90 | 31.693 | 5.142 | 0.7 |  | Rack_A
Rack_M_21 | 0.6 | 1.2 |  | 90 | 31.693 | 4.542 | 0.7 |  | Rack_A
Rack_N_01 | 0.6 | 1.2 |  | 270 | 32.893 | 17.142 | 0.7 |  | Rack_A
Rack_N_02 | 0.6 | 1.2 |  | 270 | 32.893 | 16.542 | 0.7 |  | Rack_A
Rack_N_03 | 0.6 | 1.2 |  | 270 | 32.893 | 15.942 | 0.7 |  | Rack_A
Rack_N_04 | 0.6 | 1.2 |  | 270 | 32.893 | 15.342 | 0.7 |  | Rack_A
Rack_N_05 | 0.6 | 1.2 |  | 270 | 32.893 | 14.742 | 0.7 |  | Rack_A
Rack_N_06 | 0.6 | 1.2 |  | 270 | 32.893 | 14.142 | 0.7 |  | Rack_A
Rack_N_07 | 0.6 | 1.2 |  | 270 | 32.893 | 13.542 | 0.7 |  | Rack_A
Rack_N_08 | 0.6 | 1.2 |  | 270 | 32.893 | 12.942 | 0.7 |  | Rack_A
Rack_N_09 | 0.6 | 1.2 |  | 270 | 32.893 | 12.342 | 0.7 |  | Rack_A
Rack_N_10 | 0.6 | 1.2 |  | 270 | 32.893 | 11.742 | 0.7 |  | Rack_A
Rack_N_11 | 0.6 | 1.2 |  | 270 | 32.893 | 11.142 | 0.7 |  | Rack_A
Rack_N_12 | 0.6 | 1.2 |  | 270 | 32.893 | 10.542 | 0.7 |  | Rack_A
Rack_N_13 | 0.6 | 1.2 |  | 270 | 32.893 | 9.942 | 0.7 |  | Rack_A
Rack_N_14 | 0.6 | 1.2 |  | 270 | 32.893 | 9.342 | 0.7 |  | Rack_A
Rack_N_15 | 0.6 | 1.2 |  | 270 | 32.893 | 8.742 | 0.7 |  | Rack_A
Rack_N_16 | 0.6 | 1.2 |  | 270 | 32.893 | 8.142 | 0.7 |  | Rack_A
Rack_N_17 | 0.6 | 1.2 |  | 270 | 32.893 | 7.542 | 0.7 |  | Rack_A
Rack_N_18 | 0.6 | 1.2 |  | 270 | 32.893 | 6.942 | 0.7 |  | Rack_A
Rack_N_19 | 0.6 | 1.2 |  | 270 | 32.893 | 6.342 | 0.7 |  | Rack_A
Rack_N_20 | 0.6 | 1.2 |  | 270 | 32.893 | 5.742 | 0.7 |  | Rack_A
Rack_N_21 | 0.6 | 1.2 |  | 270 | 32.893 | 5.142 | 0.7 |  | Rack_A
Rack_O_01 | 0.8 | 1.2 |  | 90 | 36.493 | 16.142 | 0.7 |  | Rack_E
Rack_O_02 | 0.8 | 1.2 |  | 90 | 36.493 | 15.342 | 0.7 |  | Rack_E
Rack_O_03 | 0.8 | 1.2 |  | 90 | 36.493 | 14.542 | 0.7 |  | Rack_E
Rack_O_04 | 0.8 | 1.2 |  | 90 | 36.493 | 13.742 | 0.7 |  | Rack_E
Rack_O_05 | 0.8 | 1.2 |  | 90 | 36.493 | 12.942 | 0.7 |  | Rack_E
Rack_O_07 | 0.8 | 1.2 |  | 90 | 36.493 | 11.542 | 0.7 |  | Rack_E
Rack_O_08 | 0.8 | 1.2 |  | 90 | 36.493 | 10.742 | 0.7 |  | Rack_E
Rack_O_09 | 0.8 | 1.2 |  | 90 | 36.493 | 9.942 | 0.7 |  | Rack_E
Rack_O_14 | 0.6 | 1.2 |  | 90 | 36.493 | 7.542 | 0.7 |  | Rack_A
Rack_O_15 | 0.6 | 1.2 |  | 90 | 36.493 | 6.942 | 0.7 |  | Rack_A
Rack_O_16 | 0.6 | 1.2 |  | 90 | 36.493 | 6.342 | 0.7 |  | Rack_A
Rack_O_17 | 0.6 | 1.2 |  | 90 | 36.493 | 5.742 | 0.7 |  | Rack_A
Rack_O_18 | 0.6 | 1.2 |  | 90 | 36.493 | 5.142 | 0.7 |  | Rack_A
Rack_O_19 | 0.6 | 1.2 |  | 90 | 36.493 | 4.542 | 0.7 |  | Rack_A
Rack_O_20 | 0.6 | 1.2 |  | 90 | 36.493 | 3.942 | 0.7 |  | Rack_A
Rack_O_21 | 0.6 | 1.2 |  | 90 | 36.493 | 3.342 | 0.7 |  | Rack_A
Rack_O_22 | 0.6 | 1.2 |  | 90 | 36.493 | 2.742 | 0.7 |  | Rack_A
Rack_P_01 | 0.8 | 1.2 |  | 270 | 37.693 | 16.942 | 0.7 |  | Rack_E
Rack_P_02 | 0.8 | 1.2 |  | 270 | 37.693 | 16.142 | 0.7 |  | Rack_E
Rack_P_03 | 0.8 | 1.2 |  | 270 | 37.693 | 15.342 | 0.7 |  | Rack_E
Rack_P_04 | 0.8 | 1.2 |  | 270 | 37.693 | 14.542 | 0.7 |  | Rack_E
Rack_P_05 | 0.8 | 1.2 |  | 270 | 37.693 | 13.742 | 0.7 |  | Rack_E
Rack_P_07 | 0.8 | 1.2 |  | 270 | 37.693 | 12.342 | 0.7 |  | Rack_E
Rack_P_08 | 0.8 | 1.2 |  | 270 | 37.693 | 11.542 | 0.7 |  | Rack_E
Rack_P_09 | 0.8 | 1.2 |  | 270 | 37.693 | 10.742 | 0.7 |  | Rack_E
Rack_P_14 | 0.6 | 1.2 |  | 270 | 37.693 | 8.142 | 0.7 |  | Rack_A
Rack_P_15 | 0.6 | 1.2 |  | 270 | 37.693 | 7.542 | 0.7 |  | Rack_A
Rack_P_16 | 0.6 | 1.2 |  | 270 | 37.693 | 6.942 | 0.7 |  | Rack_A
Rack_P_17 | 0.6 | 1.2 |  | 270 | 37.693 | 6.342 | 0.7 |  | Rack_A
Rack_P_18 | 0.6 | 1.2 |  | 270 | 37.693 | 5.742 | 0.7 |  | Rack_A
Rack_P_19 | 0.6 | 1.2 |  | 270 | 37.693 | 5.142 | 0.7 |  | Rack_A
Rack_P_20 | 0.8 | 1.2 |  | 270 | 37.693 | 4.542 | 0.7 |  | Rack_E
Rack_P_21 | 0.8 | 1.2 |  | 270 | 37.693 | 3.742 | 0.7 |  | Rack_E
Rack_Q_01 | 0.6 | 1.2 |  | 90 | 41.293 | 15.542 | 0.7 |  | Rack_A
Rack_Q_02 | 0.6 | 1.2 |  | 90 | 41.293 | 14.942 | 0.7 |  | Rack_A
Rack_Q_03 | 0.6 | 1.2 |  | 90 | 41.293 | 14.342 | 0.7 |  | Rack_A
Rack_Q_04 | 0.6 | 1.2 |  | 90 | 41.293 | 13.742 | 0.7 |  | Rack_A
Rack_Q_05 | 0.6 | 1.2 |  | 90 | 41.293 | 13.142 | 0.7 |  | Rack_A
Rack_Q_06 | 0.6 | 1.2 |  | 90 | 41.293 | 12.542 | 0.7 |  | Rack_A
Rack_Q_07 | 0.6 | 1.2 |  | 90 | 41.293 | 11.942 | 0.7 |  | Rack_A
Rack_Q_08 | 0.6 | 1.2 |  | 90 | 41.293 | 10.142 | 0.7 |  | Rack_A
Rack_Q_09 | 0.6 | 1.2 |  | 90 | 41.293 | 9.542 | 0.7 |  | Rack_A
Rack_Q_10 | 0.6 | 1.2 |  | 90 | 41.293 | 8.942 | 0.7 |  | Rack_A
Rack_Q_11 | 0.6 | 1.2 |  | 90 | 41.293 | 8.342 | 0.7 |  | Rack_A
Rack_Q_12 | 0.6 | 1.2 |  | 90 | 41.293 | 7.742 | 0.7 |  | Rack_A
Rack_Q_13 | 0.6 | 1.2 |  | 90 | 41.293 | 7.142 | 0.7 |  | Rack_A
Rack_Q_14 | 0.6 | 1.2 |  | 90 | 41.293 | 6.542 | 0.7 |  | Rack_A
Rack_Q_15 | 0.6 | 1.2 |  | 90 | 41.293 | 5.942 | 0.7 |  | Rack_A
Rack_Q_16 | 0.6 | 1.2 |  | 90 | 41.293 | 5.342 | 0.7 |  | Rack_A
Rack_Q_17 | 0.6 | 1.2 |  | 90 | 41.293 | 4.742 | 0.7 |  | Rack_A
Rack_Q_18 | 0.6 | 1.2 |  | 90 | 41.293 | 4.142 | 0.7 |  | Rack_A
Rack_Q_19 | 0.6 | 1.2 |  | 90 | 41.293 | 3.542 | 0.7 |  | Rack_A
Rack_R_01 | 0.6 | 1.2 |  | 270 | 42.493 | 16.142 | 0.7 |  | Rack_A
Rack_R_02 | 0.6 | 1.2 |  | 270 | 42.493 | 15.542 | 0.7 |  | Rack_A
Rack_R_03 | 0.8 | 1.2 |  | 270 | 42.493 | 7.65 | 0.7 |  | Rack_A
Rack_R_04 | 0.8 | 1.2 |  | 270 | 42.493 | 6.85 | 0.7 |  | Rack_A
Rack_R_05 | 0.6 | 1.2 |  | 270 | 42.493 | 6.05 | 0.7 |  | Rack_A
Rack_R_06 | 0.6 | 1.2 |  | 270 | 42.493 | 5.45 | 0.7 |  | Rack_A
Rack_R_07 | 0.6 | 1.2 |  | 270 | 42.493 | 4.85 | 0.7 |  | Rack_A
Rack_R_08 | 0.6 | 1.2 |  | 270 | 42.493 | 4.25 | 0.7 |  | Rack_A
Rack_R_09 | 0.6 | 1.2 |  | 270 | 42.493 | 3.65 | 0.7 |  | Rack_A
Partition_W_01 | 0.05 | 1.48 | 2.4 | 0 | 4.35 | 0 | 0.7 |  | partition
Partition_W_02 | 41.5 | 0.05 | 2.4 | 0 | 4.35 | 1.48 | 0.7 |  | partition
Partition_W_03 | 0.05 | 1.48 | 2.4 | 0 | 45.85 | 0 | 0.7 |  | partition
Partition_W_04 | 0.05 | 1.7 | 2.4 | 0 | 5.3 | 19.85 | 0.7 |  | partition
Partition_W_05 | 39.5 | 0.05 | 2.4 | 0 | 5.3 | 19.8 | 0.7 |  | partition
Partition_W_06 | 0.05 | 1.7 | 2.4 | 0 | 44.8 | 19.85 | 0.7 |  | partition

## ref_Level 2 (hidden)
Level 2 - Rack Power (kW)
CUSTOMER |  | No. of Racks | Power (kW) |  |  | Estimated kW per Rack
Remarks
|  |  | A | B | Total |  |  | Outside of the bracket number indicates total number of server racks allocated and available
Project L / Project R | [7 empty] | Within the bracket number indicates as currently server rack loaded
Row 1 | AG01-AG11, AG17 (Leaseweb) | 12 | - | - | 47.56 | 3.9633 | a
| AG12-AG16 (Rackspace) | 5 (1) | - | - | 1.61 | 1.61
Row 2: AJ01-AJ20 (Leaseweb) |  | 20 (18) | - | - | 75.8 | 4.2111 | b
Project T (kW Reading as of 19-Jan-2023)
Row 1 | AQ01-AQ10 (R500-509) | 10 | 24.23 | 11.8 | 36.03 | 3.603 | c
| AQ11-AQ20 (R510-519) | 10 | 31.64 | 31.9 | 63.54 | 6.354 | d
Row 2 | AT01-AT10: (R400-409) | 10 | 22.3 | 0.2 | 22.5 | 2.25 | e
| AT11-AT20: (R410-419) | 10 | 25.31 | 0 | 25.31 | 2.531 | f
Row 3 | AY01-AY12 (R300-311) | 15 | 38.4 | 8.9 | 47.3 | 3.1533 | g
AY13-AY14 (R312-313)
AY18 (R107)
Row 4 | BB01 (R200) | 12 | 44.9 | 45.2 | 90.1 | 7.5083
| BB02-BB12 (R201-211) | [5 empty] | h
| BB13-BB18 (R101-106) | 6 | 9.5 | 9.4 | 18.9 | 3.15
Project G : (kW Reading as of Dec-2022)
Row 1: BI01-BI23 (L2-R179 to L2-R201) |  | 23 | 39.043 | 40.062 | 79.105 | 3.4393 | i
Row 2: BL01-BL14, BL18-BL23 (L2-R159 to L2-R178) |  | 20 | 25.171 | 25.289 | 50.46 | 2.523 | j
Row 3: BQ01-BQ23 (L2-R136 to L2-R158) |  | 23 | 33.423 | 35.888 | 69.311 | 3.0135 | k
Row 4: BT01-BT23 (L2-R113 to L2-R135) |  | 23 | 36.063 | 37.818 | 73.881 | 3.2122 | l
Row 5: BY01-BY14, BY17-BY23 (L2-R092 to L2-R112) |  | 21 | 37.767 | 39.287 | 77.054 | 3.6692 | m
Row 6: CB01-CB15 (L2-R077 to L2-R091) |  | 15 | 12.565 | 13.334 | 25.899 | 1.7266 | n
Row 7: CG01-CG23 (L2-R054 to L2-R076) |  | 23 | 44.9 | 47.142 | 92.042 | 4.0018 | o
Row 8: CJ01-CJ23 (L2-R031 to L2-R053) |  | 23 | 39.999 | 42.479 | 82.478 | 3.586 | p
Row 9:CN01-CN14 (L2-R017 to L2-R030) |  | 14 | 25.399 | 26.88 | 52.279 | 3.7342 | r
Row 10:CR01-CR16 (L2-R001 to L2-R016) |  | 16 | 32.683 | 32.977 | 65.66 | 4.1037 | s
Project R..
Row 1: CX01-CX10 |  | 10 | 8.6 | 8.6 | 17.2 | 1.72 | t
Row 2: DA01-DA10 |  | 10 | 7.8 | 7.3 | 15.1 | 1.51 | u | Row 4: DA13-DA21
Project L : (kW Reading as of Dec-2022) | [7 empty] | Row 3: CX11-CX21
Row 1: CP15-CP21 |  | 14 (8) | 8.26 | 8.23 | 16.49 | 2.0613 | v
Row 2: CS15-CS21
Row 3: CX11-CX21 |  | 20 (19) | 44.6 | 18 | 62.6 | 3.2947 | t
Row 4: DA13-DA21 | [6 empty] | u
Row 5: DG01-DG17 |  | 17 | 31.68 | 33.25 | 64.93 | 3.8194
Row 6: DJ01-DJ17 |  | 17 (5) | 9.92 | 10.61 | 20.53 | 4.106 | w

## ref Level 3 (hidden)
Level 3 - Rack Power (kW)
CUSTOMER | No. of Racks | Power (kW) |  |  | Estimated kW per Rack |  | Remarks
Outside of the bracket number indicates total number of server racks allocated and available
|  | A | B | Total |  |  | Within the bracket number indicates as currently server rack loaded
Project B1
Row 1: A01-A16 | 16 | 21.6 | 21.3 | 42.9 | 2.6813 | A
Row 2: B01-B10 B11-B24 | 10 | 33.6 | 40.2 | 73.8 | 7.38 | B
| 14 | 43.5 | 37 | 80.5 | 5.75
Row 3: C01-C12 | 12 | 31.8 | 30.7 | 62.5 | 5.2083 | C
C13-C26 | 14 | 31.7 | 31.8 | 63.5 | 4.5357
Row 4: D01-D12 | 12 | 33.5 | 34.2 | 67.7 | 5.6417 | D
D13-D26 | 14 | 40.7 | 42 | 82.7 | 5.9071
Row 5: E01-E12 | 12 | 33.8 | 35.4 | 69.2 | 5.7667 | E
E13-E26 | 14 | 40.7 | 42.4 | 83.1 | 5.9357
Row 6: F01-F12 | 12 | 27.5 | 28.7 | 56.2 | 4.6833 | F
F13-F26 | 14 | 40.3 | 41.7 | 82 | 5.8571
Row 7: G01-G12 | 12 | 28.9 | 30 | 58.9 | 4.9083 | G
G13-G26 | 14 | 40.8 | 42.4 | 83.2 | 5.9429
Row 8: H01-H12 | 12 | 33.9 | 35.6 | 69.5 | 5.7917 | H
H13-H26 | 14 | 41.5 | 43.1 | 84.6 | 6.0429
Row 9: I01-I12 | 12 | 39.1 | 39.6 | 78.7 | 6.5583 | I
I13-I26 | 14 | 45.4 | 45.3 | 90.7 | 6.4786
Row 10: J01-J12 | 12 | 33.9 | 34.7 | 68.6 | 5.7167 | J
J13-J26 | 14 | 40.5 | 42.3 | 82.8 | 5.9143
Row 11: K01-K12 | 12 | 34.1 | 35.7 | 69.8 | 5.8167 | K
K13-K26 | 14 | 40.2 | 41.8 | 82 | 5.8571
Row 12: L01-L12 | 12 | 40.3 | 40.3 | 80.6 | 6.7167 | L
L13-L26 | 14 | 46.4 | 46.3 | 92.7 | 6.6214
Project B2
Row 1: CB01-CB12 | 12 | 40.1 | 29.4 | 69.5 | 5.7917 | M
CB13-CB26 | 14 | 41 | 37.6 | 78.6 | 5.6143
Row 2: CE01-CE12 | 12 (11) | 13.4 | 13 | 26.4 | 2.4 | N
CE13-CE26 | 14 | 20.5 | 20.4 | 40.9 | 2.9214
Row 3: CJ01-CJ12 | 12 (11) | 25 | 21.4 | 46.4 | 4.2182 | O
CJ13-CJ26 | 14 (5) | 15.3 | 15.4 | 30.7 | 6.14
Row 4: CM01-CM13 | 13 (0) | 0.1 | 0.1 | 0.2 | 0 | P
CM14-CM25 | 12 (3) | 4.3 | 4.5 | 8.8 | 2.9333
Row 5: CR01-CR05 | 5 (0) | 0 | 0 | 0 |  | Q
Row 6: CU01-C05 | 5 | 6.8 | 7.1 | 13.9 | 2.78 | R
Project R
Row 1: CT08-CT25 | 18 (1) | 0.4 | 0.1 | 0.5 | 0.5 | Q
Row 2: CW08-CW25 | 18 (0) | 0 | 0 | 0 | 0 | R
Row 3: DB04-DB24 | 21 (18) | 6.3 | 4.4 | 10.7 | 0.59444 | S
Row 4: DE04-DE14, A1-15, X01-X04 | 16 (11) | 15.1 | 13.6 | 28.7 | 2.6091 | T

## Server_info
Level | Rack | Rack_Power_kW | Server_Power_W | Server_flowrate_ratio | Server_flowrate_m3/s | CRAH_A flowrate X 20
LV_04 | Rack_A_01 | 2.9572 | 295.7222 | 0.074981 | 0.022174 | 95.9 | kW
LV_05 | Rack_A_02 | 2.9572 | 295.7222 | 0.074981 | 0.022174 | 27500 | m3/h
LV_06 | Rack_A_03 | 2.9572 | 295.7222 | 0.074981 | 0.022174 | 7.6389 | m3/s
LV_07 | Rack_A_04 | 2.9572 | 295.7222 | 0.074981 | 0.022174
LV_08 | Rack_A_05 | 2.9572 | 295.7222 | 0.074981 | 0.022174
LV_09 | Rack_A_06 | 2.9572 | 295.7222 | 0.074981 | 0.022174
LV_10 | Rack_A_07 | 2.9572 | 295.7222 | 0.074981 | 0.022174
LV_11 | Rack_A_08 | 2.9572 | 295.7222 | 0.074981 | 0.022174
LV_12 | Rack_A_09 | 2.9572 | 295.7222 | 0.074981 | 0.022174
LV_13 | Rack_A_10 | 2.9572 | 295.7222 | 0.074981 | 0.022174
LV_14 | Rack_A_11 | 2.9572 | 295.7222 | 0.074981 | 0.022174
LV_15 | Rack_A_12 | 2.9572 | 295.7222 | 0.074981 | 0.022174
LV_16 | Rack_A_13 | 2.9572 | 295.7222 | 0.074981 | 0.022174
LV_17 | Rack_A_14 | 2.9572 | 295.7222 | 0.074981 | 0.022174
LV_18 | Rack_A_15 | 2.9572 | 295.7222 | 0.074981 | 0.022174
LV_19 | Rack_A_16 | 2.9572 | 295.7222 | 0.074981 | 0.022174
LV_20 | Rack_A_17 | 2.9572 | 295.7222 | 0.074981 | 0.022174
LV_21 | Rack_A_18 | 2.9572 | 295.7222 | 0.074981 | 0.022174
LV_22 | Rack_B_01 | 3.0258 | 302.5833 | 0.074981 | 0.022688
LV_23 | Rack_B_02 | 3.0258 | 302.5833 | 0.074981 | 0.022688
LV_24 | Rack_B_03 | 3.0258 | 302.5833 | 0.074981 | 0.022688
LV_25 | Rack_B_04 | 3.0258 | 302.5833 | 0.074981 | 0.022688
LV_26 | Rack_B_05 | 3.0258 | 302.5833 | 0.074981 | 0.022688
LV_27 | Rack_B_06 | 3.0258 | 302.5833 | 0.074981 | 0.022688
LV_28 | Rack_B_07 | 3.0258 | 302.5833 | 0.074981 | 0.022688
LV_29 | Rack_B_08 | 3.0258 | 302.5833 | 0.074981 | 0.022688
LV_30 | Rack_B_09 | 3.0258 | 302.5833 | 0.074981 | 0.022688
LV_31 | Rack_B_10 | 3.0258 | 302.5833 | 0.074981 | 0.022688
LV_32 | Rack_B_11 | 3.0258 | 302.5833 | 0.074981 | 0.022688
LV_33 | Rack_B_12 | 3.0258 | 302.5833 | 0.074981 | 0.022688
LV_34 | Rack_B_13 | 3.0258 | 302.5833 | 0.074981 | 0.022688
LV_35 | Rack_B_14 | 3.0258 | 302.5833 | 0.074981 | 0.022688
LV_36 | Rack_B_15 | 3.0258 | 302.5833 | 0.074981 | 0.022688
LV_37 | Rack_B_16 | 3.0258 | 302.5833 | 0.074981 | 0.022688
LV_38 | Rack_B_17 | 3.0258 | 302.5833 | 0.074981 | 0.022688
LV_39 | Rack_B_18 | 3.0258 | 302.5833 | 0.074981 | 0.022688
LV_40 | Rack_B_19 | 3.0258 | 302.5833 | 0.074981 | 0.022688
LV_41 | Rack_B_20 | 3.0258 | 302.5833 | 0.074981 | 0.022688
LV_42 | Rack_B_21 | 3.0258 | 302.5833 | 0.074981 | 0.022688
LV_43 | Rack_B_22 | 3.0258 | 302.5833 | 0.074981 | 0.022688
LV_44 | Rack_B_23 | 3.0258 | 302.5833 | 0.074981 | 0.022688
LV_45 | Rack_B_24 | 3.0258 | 302.5833 | 0.074981 | 0.022688
LV_46 | Rack_C_01 | 2.7785 | 277.8462 | 0.074981 | 0.020833
LV_47 | Rack_C_02 | 2.7785 | 277.8462 | 0.074981 | 0.020833
LV_48 | Rack_C_03 | 2.7785 | 277.8462 | 0.074981 | 0.020833
LV_49 | Rack_C_04 | 2.7785 | 277.8462 | 0.074981 | 0.020833
LV_50 | Rack_C_05 | 2.7785 | 277.8462 | 0.074981 | 0.020833
LV_51 | Rack_C_06 | 2.7785 | 277.8462 | 0.074981 | 0.020833
LV_52 | Rack_C_07 | 2.7785 | 277.8462 | 0.074981 | 0.020833
LV_53 | Rack_C_08 | 2.7785 | 277.8462 | 0.074981 | 0.020833
LV_54 | Rack_C_09 | 2.7785 | 277.8462 | 0.074981 | 0.020833
LV_55 | Rack_C_10 | 2.7785 | 277.8462 | 0.074981 | 0.020833
LV_56 | Rack_C_11 | 2.7785 | 277.8462 | 0.074981 | 0.020833
LV_57 | Rack_C_12 | 2.7785 | 277.8462 | 0.074981 | 0.020833
LV_58 | Rack_C_13 | 2.7785 | 277.8462 | 0.074981 | 0.020833
LV_59 | Rack_C_14 | 2.7785 | 277.8462 | 0.074981 | 0.020833
LV_60 | Rack_C_15 | 2.7785 | 277.8462 | 0.074981 | 0.020833
LV_61 | Rack_C_16 | 2.7785 | 277.8462 | 0.074981 | 0.020833
LV_62 | Rack_C_17 | 2.7785 | 277.8462 | 0.074981 | 0.020833
LV_63 | Rack_C_18 | 2.7785 | 277.8462 | 0.074981 | 0.020833
LV_64 | Rack_C_19 | 2.7785 | 277.8462 | 0.074981 | 0.020833
LV_65 | Rack_C_20 | 2.7785 | 277.8462 | 0.074981 | 0.020833
LV_66 | Rack_C_21 | 2.7785 | 277.8462 | 0.074981 | 0.020833
LV_67 | Rack_C_22 | 2.7785 | 277.8462 | 0.074981 | 0.020833
LV_68 | Rack_C_23 | 2.7785 | 277.8462 | 0.074981 | 0.020833
LV_69 | Rack_C_24 | 2.7785 | 277.8462 | 0.074981 | 0.020833
LV_70 | Rack_C_25 | 2.7785 | 277.8462 | 0.074981 | 0.020833
LV_71 | Rack_C_26 | 2.7785 | 277.8462 | 0.074981 | 0.020833
LV_72 | Rack_D_01 | 3.6988 | 369.8846 | 0.074981 | 0.027734
LV_73 | Rack_D_02 | 3.6988 | 369.8846 | 0.074981 | 0.027734
LV_74 | Rack_D_03 | 3.6988 | 369.8846 | 0.074981 | 0.027734
LV_75 | Rack_D_04 | 3.6988 | 369.8846 | 0.074981 | 0.027734
LV_76 | Rack_D_05 | 3.6988 | 369.8846 | 0.074981 | 0.027734
LV_77 | Rack_D_06 | 3.6988 | 369.8846 | 0.074981 | 0.027734
LV_78 | Rack_D_07 | 3.6988 | 369.8846 | 0.074981 | 0.027734
LV_79 | Rack_D_08 | 3.6988 | 369.8846 | 0.074981 | 0.027734
LV_80 | Rack_D_09 | 3.6988 | 369.8846 | 0.074981 | 0.027734
LV_81 | Rack_D_10 | 3.6988 | 369.8846 | 0.074981 | 0.027734
LV_82 | Rack_D_11 | 3.6988 | 369.8846 | 0.074981 | 0.027734
LV_83 | Rack_D_12 | 3.6988 | 369.8846 | 0.074981 | 0.027734
LV_84 | Rack_D_13 | 3.6988 | 369.8846 | 0.074981 | 0.027734
LV_85 | Rack_D_14 | 3.6988 | 369.8846 | 0.074981 | 0.027734
LV_86 | Rack_D_15 | 3.6988 | 369.8846 | 0.074981 | 0.027734
LV_87 | Rack_D_16 | 3.6988 | 369.8846 | 0.074981 | 0.027734
LV_88 | Rack_D_17 | 3.6988 | 369.8846 | 0.074981 | 0.027734
LV_89 | Rack_D_18 | 3.6988 | 369.8846 | 0.074981 | 0.027734
LV_90 | Rack_D_19 | 3.6988 | 369.8846 | 0.074981 | 0.027734
LV_91 | Rack_D_20 | 3.6988 | 369.8846 | 0.074981 | 0.027734
LV_92 | Rack_D_21 | 3.6988 | 369.8846 | 0.074981 | 0.027734
LV_93 | Rack_D_22 | 3.6988 | 369.8846 | 0.074981 | 0.027734
LV_94 | Rack_D_23 | 3.6988 | 369.8846 | 0.074981 | 0.027734
LV_95 | Rack_D_24 | 3.6988 | 369.8846 | 0.074981 | 0.027734
LV_96 | Rack_D_25 | 3.6988 | 369.8846 | 0.074981 | 0.027734
LV_97 | Rack_D_26 | 3.6988 | 369.8846 | 0.074981 | 0.027734
LV_98 | Rack_E_01 | 2.5176 | 251.7625 | 0.074981 | 0.018877
LV_99 | Rack_E_02 | 2.5176 | 251.7625 | 0.074981 | 0.018877
LV_100 | Rack_E_03 | 2.5176 | 251.7625 | 0.074981 | 0.018877
LV_101 | Rack_E_04 | 2.5176 | 251.7625 | 0.074981 | 0.018877
LV_102 | Rack_E_05 | 2.5176 | 251.7625 | 0.074981 | 0.018877
LV_103 | Rack_E_06 | 2.5176 | 251.7625 | 0.074981 | 0.018877
LV_104 | Rack_E_07 | 2.5176 | 251.7625 | 0.074981 | 0.018877
LV_105 | Rack_E_08 | 2.5176 | 251.7625 | 0.074981 | 0.018877
LV_106 | Rack_E_09 | 4.1392 | 413.925 | 0.074981 | 0.031037
LV_107 | Rack_E_10 | 4.1392 | 413.925 | 0.074981 | 0.031037
LV_108 | Rack_E_11 | 4.1392 | 413.925 | 0.074981 | 0.031037
LV_109 | Rack_E_12 | 4.1392 | 413.925 | 0.074981 | 0.031037
LV_110 | Rack_E_13 | 4.1392 | 413.925 | 0.074981 | 0.031037
LV_111 | Rack_E_16 | 2.829 | 282.9 | 0.074981 | 0.021212
LV_112 | Rack_E_17 | 2.829 | 282.9 | 0.074981 | 0.021212
LV_113 | Rack_E_18 | 2.829 | 282.9 | 0.074981 | 0.021212
LV_114 | Rack_F_01 | 3.6906 | 369.0571 | 0.074981 | 0.027672
LV_115 | Rack_F_02 | 3.6906 | 369.0571 | 0.074981 | 0.027672
LV_116 | Rack_F_03 | 3.6906 | 369.0571 | 0.074981 | 0.027672
LV_117 | Rack_F_04 | 3.6906 | 369.0571 | 0.074981 | 0.027672
LV_118 | Rack_F_05 | 3.6906 | 369.0571 | 0.074981 | 0.027672
LV_119 | Rack_F_06 | 3.6906 | 369.0571 | 0.074981 | 0.027672
LV_120 | Rack_F_07 | 3.6906 | 369.0571 | 0.074981 | 0.027672
LV_121 | Rack_F_08 | 3.6906 | 369.0571 | 0.074981 | 0.027672
LV_122 | Rack_F_09 | 2.929 | 292.9 | 0.074981 | 0.021962
LV_123 | Rack_F_10 | 2.929 | 292.9 | 0.074981 | 0.021962
LV_124 | Rack_F_11 | 2.929 | 292.9 | 0.074981 | 0.021962
LV_125 | Rack_F_12 | 2.929 | 292.9 | 0.074981 | 0.021962
LV_126 | Rack_F_13 | 2.929 | 292.9 | 0.074981 | 0.021962
LV_127 | Rack_F_16 | 2.3505 | 235.05 | 0.074981 | 0.017624
LV_128 | Rack_F_17 | 2.3505 | 235.05 | 0.074981 | 0.017624
LV_129 | Rack_F_18 | 3.079 | 307.9 | 0.074981 | 0.023087
LV_130 | Rack_F_19 | 0 | 0 | 0.074981 | 0
LV_131 | Rack_F_20 | 0 | 0 | 0.074981 | 0
LV_132 | Rack_G_01 | 2.835 | 283.5 | 0.074981 | 0.021257
LV_133 | Rack_G_02 | 2.835 | 283.5 | 0.074981 | 0.021257
LV_134 | Rack_G_03 | 2.835 | 283.5 | 0.074981 | 0.021257
LV_135 | Rack_G_04 | 2.835 | 283.5 | 0.074981 | 0.021257
LV_136 | Rack_G_05 | 2.835 | 283.5 | 0.074981 | 0.021257
LV_137 | Rack_G_06 | 2.835 | 283.5 | 0.074981 | 0.021257
LV_138 | Rack_G_07 | 2.835 | 283.5 | 0.074981 | 0.021257
LV_139 | Rack_G_08 | 2.835 | 283.5 | 0.074981 | 0.021257
LV_140 | Rack_G_09 | 2.835 | 283.5 | 0.074981 | 0.021257
LV_141 | Rack_G_10 | 2.835 | 283.5 | 0.074981 | 0.021257
LV_142 | Rack_G_11 | 2.835 | 283.5 | 0.074981 | 0.021257
LV_143 | Rack_G_12 | 2.835 | 283.5 | 0.074981 | 0.021257
LV_144 | Rack_G_13 | 2.835 | 283.5 | 0.074981 | 0.021257
LV_145 | Rack_G_14 | 2.835 | 283.5 | 0.074981 | 0.021257
LV_146 | Rack_G_15 | 2.8084 | 280.84 | 0.074981 | 0.021058
LV_147 | Rack_G_16 | 2.8084 | 280.84 | 0.074981 | 0.021058
LV_148 | Rack_G_17 | 2.8084 | 280.84 | 0.074981 | 0.021058
LV_149 | Rack_G_18 | 2.8084 | 280.84 | 0.074981 | 0.021058
LV_150 | Rack_G_19 | 2.8084 | 280.84 | 0.074981 | 0.021058
LV_151 | Rack_G_20 | 5.442 | 544.2 | 0.074981 | 0.040805
LV_152 | Rack_G_21 | 5.442 | 544.2 | 0.074981 | 0.040805
LV_153 | Rack_G_22 | 0.55 | 55 | 0.074981 | 0.004124
LV_154 | Rack_H_01 | 2.3771 | 237.7143 | 0.074981 | 0.017824
LV_155 | Rack_H_02 | 2.3771 | 237.7143 | 0.074981 | 0.017824
LV_156 | Rack_H_03 | 2.3771 | 237.7143 | 0.074981 | 0.017824
LV_157 | Rack_H_04 | 2.3771 | 237.7143 | 0.074981 | 0.017824
LV_158 | Rack_H_05 | 2.3771 | 237.7143 | 0.074981 | 0.017824
LV_159 | Rack_H_06 | 2.3771 | 237.7143 | 0.074981 | 0.017824
LV_160 | Rack_H_07 | 2.3771 | 237.7143 | 0.074981 | 0.017824
LV_161 | Rack_H_08 | 2.3771 | 237.7143 | 0.074981 | 0.017824
LV_162 | Rack_H_09 | 2.3771 | 237.7143 | 0.074981 | 0.017824
LV_163 | Rack_H_10 | 2.3771 | 237.7143 | 0.074981 | 0.017824
LV_164 | Rack_H_11 | 2.3771 | 237.7143 | 0.074981 | 0.017824
LV_165 | Rack_H_12 | 2.3771 | 237.7143 | 0.074981 | 0.017824
LV_166 | Rack_H_13 | 2.3771 | 237.7143 | 0.074981 | 0.017824
LV_167 | Rack_H_14 | 2.3771 | 237.7143 | 0.074981 | 0.017824
LV_168 | Rack_H_15 | 1.705 | 170.5 | 0.074981 | 0.012784
LV_169 | Rack_H_16 | 1.705 | 170.5 | 0.074981 | 0.012784
LV_170 | Rack_H_17 | 2.525 | 252.5 | 0.074981 | 0.018933
LV_171 | Rack_H_18 | 2.525 | 252.5 | 0.074981 | 0.018933
LV_172 | Rack_H_19 | 2.119 | 211.9 | 0.074981 | 0.015888
LV_173 | Rack_H_20 | 2.119 | 211.9 | 0.074981 | 0.015888
LV_174 | Rack_I_01 | 7.2233 | 722.3333 | 0.074981 | 0.054161
LV_175 | Rack_I_02 | 7.2233 | 722.3333 | 0.074981 | 0.054161
LV_176 | Rack_I_03 | 7.2233 | 722.3333 | 0.074981 | 0.054161
LV_177 | Rack_I_04 | 7.2233 | 722.3333 | 0.074981 | 0.054161
LV_178 | Rack_I_05 | 7.2233 | 722.3333 | 0.074981 | 0.054161
LV_179 | Rack_I_06 | 7.2233 | 722.3333 | 0.074981 | 0.054161
LV_180 | Rack_I_07 | 7.2233 | 722.3333 | 0.074981 | 0.054161
LV_181 | Rack_I_08 | 7.2233 | 722.3333 | 0.074981 | 0.054161
LV_182 | Rack_I_09 | 7.2233 | 722.3333 | 0.074981 | 0.054161
LV_183 | Rack_I_10 | 7.2233 | 722.3333 | 0.074981 | 0.054161
LV_184 | Rack_I_11 | 7.2233 | 722.3333 | 0.074981 | 0.054161
LV_185 | Rack_I_12 | 7.2233 | 722.3333 | 0.074981 | 0.054161
LV_186 | Rack_I_13 | 7.2233 | 722.3333 | 0.074981 | 0.054161
LV_187 | Rack_I_14 | 7.2233 | 722.3333 | 0.074981 | 0.054161
LV_188 | Rack_I_15 | 7.2233 | 722.3333 | 0.074981 | 0.054161
LV_189 | Rack_I_16 | 7.2233 | 722.3333 | 0.074981 | 0.054161
LV_190 | Rack_I_17 | 7.2233 | 722.3333 | 0.074981 | 0.054161
LV_191 | Rack_I_18 | 7.2233 | 722.3333 | 0.074981 | 0.054161
LV_192 | Rack_I_19 | 7.2233 | 722.3333 | 0.074981 | 0.054161
LV_193 | Rack_I_20 | 7.2233 | 722.3333 | 0.074981 | 0.054161
LV_194 | Rack_I_21 | 7.2233 | 722.3333 | 0.074981 | 0.054161
LV_195 | Rack_J_01 | 6.5771 | 657.7143 | 0.074981 | 0.049316
LV_196 | Rack_J_02 | 6.5771 | 657.7143 | 0.074981 | 0.049316
LV_197 | Rack_J_03 | 6.5771 | 657.7143 | 0.074981 | 0.049316
LV_198 | Rack_J_04 | 6.5771 | 657.7143 | 0.074981 | 0.049316
LV_199 | Rack_J_05 | 6.5771 | 657.7143 | 0.074981 | 0.049316
LV_200 | Rack_J_06 | 6.5771 | 657.7143 | 0.074981 | 0.049316
LV_201 | Rack_J_07 | 6.5771 | 657.7143 | 0.074981 | 0.049316
LV_202 | Rack_J_08 | 6.5771 | 657.7143 | 0.074981 | 0.049316
LV_203 | Rack_J_09 | 6.5771 | 657.7143 | 0.074981 | 0.049316
LV_204 | Rack_J_10 | 6.5771 | 657.7143 | 0.074981 | 0.049316
LV_205 | Rack_J_11 | 6.5771 | 657.7143 | 0.074981 | 0.049316
LV_206 | Rack_J_12 | 6.5771 | 657.7143 | 0.074981 | 0.049316
LV_207 | Rack_J_13 | 6.5771 | 657.7143 | 0.074981 | 0.049316
LV_208 | Rack_J_14 | 6.5771 | 657.7143 | 0.074981 | 0.049316
LV_209 | Rack_J_15 | 6.5771 | 657.7143 | 0.074981 | 0.049316
LV_210 | Rack_J_16 | 6.5771 | 657.7143 | 0.074981 | 0.049316
LV_211 | Rack_J_17 | 6.5771 | 657.7143 | 0.074981 | 0.049316
LV_212 | Rack_J_18 | 6.5771 | 657.7143 | 0.074981 | 0.049316
LV_213 | Rack_J_19 | 6.5771 | 657.7143 | 0.074981 | 0.049316
LV_214 | Rack_J_20 | 6.5771 | 657.7143 | 0.074981 | 0.049316
LV_215 | Rack_J_21 | 6.5771 | 657.7143 | 0.074981 | 0.049316
LV_216 | Rack_K_01 | 6.1439 | 614.3889 | 0.074981 | 0.046068
LV_217 | Rack_K_02 | 6.1439 | 614.3889 | 0.074981 | 0.046068
LV_218 | Rack_K_03 | 6.1439 | 614.3889 | 0.074981 | 0.046068
LV_219 | Rack_K_04 | 6.1439 | 614.3889 | 0.074981 | 0.046068
LV_220 | Rack_K_05 | 6.1439 | 614.3889 | 0.074981 | 0.046068
LV_221 | Rack_K_06 | 6.1439 | 614.3889 | 0.074981 | 0.046068
LV_222 | Rack_K_07 | 6.1439 | 614.3889 | 0.074981 | 0.046068
LV_223 | Rack_K_08 | 6.1439 | 614.3889 | 0.074981 | 0.046068
LV_224 | Rack_K_09 | 6.1439 | 614.3889 | 0.074981 | 0.046068
LV_225 | Rack_K_10 | 6.1439 | 614.3889 | 0.074981 | 0.046068
LV_226 | Rack_K_11 | 6.1439 | 614.3889 | 0.074981 | 0.046068
LV_227 | Rack_K_12 | 6.1439 | 614.3889 | 0.074981 | 0.046068
LV_228 | Rack_K_13 | 6.1439 | 614.3889 | 0.074981 | 0.046068
LV_229 | Rack_K_14 | 6.1439 | 614.3889 | 0.074981 | 0.046068
LV_230 | Rack_K_15 | 6.1439 | 614.3889 | 0.074981 | 0.046068
LV_231 | Rack_K_16 | 6.1439 | 614.3889 | 0.074981 | 0.046068
LV_232 | Rack_K_17 | 6.1439 | 614.3889 | 0.074981 | 0.046068
LV_233 | Rack_K_18 | 6.1439 | 614.3889 | 0.074981 | 0.046068
LV_234 | Rack_L_01 | 6.23 | 623 | 0.074981 | 0.046713
LV_235 | Rack_L_02 | 6.23 | 623 | 0.074981 | 0.046713
LV_236 | Rack_L_03 | 6.23 | 623 | 0.074981 | 0.046713
LV_237 | Rack_L_04 | 6.23 | 623 | 0.074981 | 0.046713
LV_238 | Rack_L_05 | 6.23 | 623 | 0.074981 | 0.046713
LV_239 | Rack_L_06 | 6.23 | 623 | 0.074981 | 0.046713
LV_240 | Rack_L_07 | 6.23 | 623 | 0.074981 | 0.046713
LV_241 | Rack_L_08 | 6.23 | 623 | 0.074981 | 0.046713
LV_242 | Rack_L_09 | 6.23 | 623 | 0.074981 | 0.046713
LV_243 | Rack_L_10 | 6.23 | 623 | 0.074981 | 0.046713
LV_244 | Rack_L_11 | 6.23 | 623 | 0.074981 | 0.046713
LV_245 | Rack_L_12 | 6.23 | 623 | 0.074981 | 0.046713
LV_246 | Rack_L_13 | 6.23 | 623 | 0.074981 | 0.046713
LV_247 | Rack_L_14 | 6.23 | 623 | 0.074981 | 0.046713
LV_248 | Rack_L_15 | 6.23 | 623 | 0.074981 | 0.046713
LV_249 | Rack_L_16 | 6.23 | 623 | 0.074981 | 0.046713
LV_250 | Rack_L_17 | 6.23 | 623 | 0.074981 | 0.046713
LV_251 | Rack_L_18 | 6.23 | 623 | 0.074981 | 0.046713
LV_252 | Rack_M_01 | 5.7005 | 570.0476 | 0.074981 | 0.042743
LV_253 | Rack_M_02 | 5.7005 | 570.0476 | 0.074981 | 0.042743
LV_254 | Rack_M_03 | 5.7005 | 570.0476 | 0.074981 | 0.042743
LV_255 | Rack_M_04 | 5.7005 | 570.0476 | 0.074981 | 0.042743
LV_256 | Rack_M_05 | 5.7005 | 570.0476 | 0.074981 | 0.042743
LV_257 | Rack_M_06 | 5.7005 | 570.0476 | 0.074981 | 0.042743
LV_258 | Rack_M_07 | 5.7005 | 570.0476 | 0.074981 | 0.042743
LV_259 | Rack_M_08 | 5.7005 | 570.0476 | 0.074981 | 0.042743
LV_260 | Rack_M_09 | 5.7005 | 570.0476 | 0.074981 | 0.042743
LV_261 | Rack_M_10 | 5.7005 | 570.0476 | 0.074981 | 0.042743
LV_262 | Rack_M_11 | 5.7005 | 570.0476 | 0.074981 | 0.042743
LV_263 | Rack_M_12 | 5.7005 | 570.0476 | 0.074981 | 0.042743
LV_264 | Rack_M_13 | 5.7005 | 570.0476 | 0.074981 | 0.042743
LV_265 | Rack_M_14 | 5.7005 | 570.0476 | 0.074981 | 0.042743
LV_266 | Rack_M_15 | 5.7005 | 570.0476 | 0.074981 | 0.042743
LV_267 | Rack_M_16 | 5.7005 | 570.0476 | 0.074981 | 0.042743
LV_268 | Rack_M_17 | 5.7005 | 570.0476 | 0.074981 | 0.042743
LV_269 | Rack_M_18 | 5.7005 | 570.0476 | 0.074981 | 0.042743
LV_270 | Rack_M_19 | 5.7005 | 570.0476 | 0.074981 | 0.042743
LV_271 | Rack_M_20 | 5.7005 | 570.0476 | 0.074981 | 0.042743
LV_272 | Rack_M_21 | 5.7005 | 570.0476 | 0.074981 | 0.042743
LV_273 | Rack_N_01 | 6.3224 | 632.2381 | 0.074981 | 0.047406
LV_274 | Rack_N_02 | 6.3224 | 632.2381 | 0.074981 | 0.047406
LV_275 | Rack_N_03 | 6.3224 | 632.2381 | 0.074981 | 0.047406
LV_276 | Rack_N_04 | 6.3224 | 632.2381 | 0.074981 | 0.047406
LV_277 | Rack_N_05 | 6.3224 | 632.2381 | 0.074981 | 0.047406
LV_278 | Rack_N_06 | 6.3224 | 632.2381 | 0.074981 | 0.047406
LV_279 | Rack_N_07 | 6.3224 | 632.2381 | 0.074981 | 0.047406
LV_280 | Rack_N_08 | 6.3224 | 632.2381 | 0.074981 | 0.047406
LV_281 | Rack_N_09 | 6.3224 | 632.2381 | 0.074981 | 0.047406
LV_282 | Rack_N_10 | 6.3224 | 632.2381 | 0.074981 | 0.047406
LV_283 | Rack_N_11 | 6.3224 | 632.2381 | 0.074981 | 0.047406
LV_284 | Rack_N_12 | 6.3224 | 632.2381 | 0.074981 | 0.047406
LV_285 | Rack_N_13 | 6.3224 | 632.2381 | 0.074981 | 0.047406
LV_286 | Rack_N_14 | 6.3224 | 632.2381 | 0.074981 | 0.047406
LV_287 | Rack_N_15 | 6.3224 | 632.2381 | 0.074981 | 0.047406
LV_288 | Rack_N_16 | 6.3224 | 632.2381 | 0.074981 | 0.047406
LV_289 | Rack_N_17 | 6.3224 | 632.2381 | 0.074981 | 0.047406
LV_290 | Rack_N_18 | 6.3224 | 632.2381 | 0.074981 | 0.047406
LV_291 | Rack_N_19 | 6.3224 | 632.2381 | 0.074981 | 0.047406
LV_292 | Rack_N_20 | 6.3224 | 632.2381 | 0.074981 | 0.047406
LV_293 | Rack_N_21 | 6.3224 | 632.2381 | 0.074981 | 0.047406
LV_294 | Rack_O_01 | 4 | 400 | 0.074981 | 0.029992
LV_295 | Rack_O_02 | 4 | 400 | 0.074981 | 0.029992
LV_296 | Rack_O_03 | 4 | 400 | 0.074981 | 0.029992
LV_297 | Rack_O_04 | 4 | 400 | 0.074981 | 0.029992
LV_298 | Rack_O_05 | 4 | 400 | 0.074981 | 0.029992
LV_299 | Rack_O_07 | 5.0821 | 508.2143 | 0.074981 | 0.038106
LV_300 | Rack_O_08 | 5.0821 | 508.2143 | 0.074981 | 0.038106
LV_301 | Rack_O_09 | 5.0821 | 508.2143 | 0.074981 | 0.038106
LV_302 | Rack_O_14 | 5.0821 | 508.2143 | 0.074981 | 0.038106
LV_303 | Rack_O_15 | 5.0821 | 508.2143 | 0.074981 | 0.038106
LV_304 | Rack_O_16 | 5.0821 | 508.2143 | 0.074981 | 0.038106
LV_305 | Rack_O_17 | 5.0821 | 508.2143 | 0.074981 | 0.038106
LV_306 | Rack_O_18 | 5.0821 | 508.2143 | 0.074981 | 0.038106
LV_307 | Rack_O_19 | 5.0821 | 508.2143 | 0.074981 | 0.038106
LV_308 | Rack_O_20 | 5.0821 | 508.2143 | 0.074981 | 0.038106
LV_309 | Rack_O_21 | 5.0821 | 508.2143 | 0.074981 | 0.038106
LV_310 | Rack_O_22 | 5.0821 | 508.2143 | 0.074981 | 0.038106
LV_311 | Rack_P_01 | 4 | 400 | 0.074981 | 0.029992
LV_312 | Rack_P_02 | 4 | 400 | 0.074981 | 0.029992
LV_313 | Rack_P_03 | 4 | 400 | 0.074981 | 0.029992
LV_314 | Rack_P_04 | 4 | 400 | 0.074981 | 0.029992
LV_315 | Rack_P_05 | 4 | 400 | 0.074981 | 0.029992
LV_316 | Rack_P_07 | 2.3505 | 235.05 | 0.074981 | 0.017624
LV_317 | Rack_P_08 | 2.3505 | 235.05 | 0.074981 | 0.017624
LV_318 | Rack_P_09 | 3.079 | 307.9 | 0.074981 | 0.023087
LV_319 | Rack_P_14 | 0 | 0 | 0.074981 | 0
LV_320 | Rack_P_15 | 0 | 0 | 0.074981 | 0
LV_321 | Rack_P_16 | 4 | 400 | 0.074981 | 0.029992
LV_322 | Rack_P_17 | 4 | 400 | 0.074981 | 0.029992
LV_323 | Rack_P_18 | 4 | 400 | 0.074981 | 0.029992
LV_324 | Rack_P_19 | 4 | 400 | 0.074981 | 0.029992
LV_325 | Rack_P_20 | 4 | 400 | 0.074981 | 0.029992
LV_326 | Rack_P_21 | 4 | 400 | 0.074981 | 0.029992
LV_327 | Rack_Q_01 | 0.7835 | 78.35 | 0.074981 | 0.0058748
LV_328 | Rack_Q_02 | 0.7835 | 78.35 | 0.074981 | 0.0058748
LV_329 | Rack_Q_03 | 0.7835 | 78.35 | 0.074981 | 0.0058748
LV_330 | Rack_Q_04 | 0.7835 | 78.35 | 0.074981 | 0.0058748
LV_331 | Rack_Q_05 | 0.7835 | 78.35 | 0.074981 | 0.0058748
LV_332 | Rack_Q_06 | 0.7835 | 78.35 | 0.074981 | 0.0058748
LV_333 | Rack_Q_07 | 0.7835 | 78.35 | 0.074981 | 0.0058748
LV_334 | Rack_Q_08 | 0.7835 | 78.35 | 0.074981 | 0.0058748
LV_335 | Rack_Q_09 | 0.7835 | 78.35 | 0.074981 | 0.0058748
LV_336 | Rack_Q_10 | 0.7835 | 78.35 | 0.074981 | 0.0058748
LV_337 | Rack_Q_11 | 0.7835 | 78.35 | 0.074981 | 0.0058748
LV_338 | Rack_Q_12 | 0.7835 | 78.35 | 0.074981 | 0.0058748
LV_339 | Rack_Q_13 | 0.7835 | 78.35 | 0.074981 | 0.0058748
LV_340 | Rack_Q_14 | 0.7835 | 78.35 | 0.074981 | 0.0058748
LV_341 | Rack_Q_15 | 0.7835 | 78.35 | 0.074981 | 0.0058748
LV_342 | Rack_Q_16 | 0.7835 | 78.35 | 0.074981 | 0.0058748
LV_343 | Rack_Q_17 | 0.7835 | 78.35 | 0.074981 | 0.0058748
LV_344 | Rack_Q_18 | 0.7835 | 78.35 | 0.074981 | 0.0058748
LV_345 | Rack_Q_19 | 0.7835 | 78.35 | 0.074981 | 0.0058748
LV_346 | Rack_R_01 | 0.7835 | 78.35 | 0.074981 | 0.0058748
LV_347 | Rack_R_02 | 0.7835 | 78.35 | 0.074981 | 0.0058748
LV_348 | Rack_R_03 | 0.7835 | 78.35 | 0.074981 | 0.0058748
LV_349 | Rack_R_04 | 4.2857 | 428.5714 | 0.074981 | 0.032135
LV_350 | Rack_R_05 | 4.2857 | 428.5714 | 0.074981 | 0.032135
LV_351 | Rack_R_06 | 4.2857 | 428.5714 | 0.074981 | 0.032135
LV_352 | Rack_R_07 | 4.2857 | 428.5714 | 0.074981 | 0.032135
LV_353 | Rack_R_08 | 4.2857 | 428.5714 | 0.074981 | 0.032135
LV_354 | Rack_R_09 | 4.2857 | 428.5714 | 0.074981 | 0.032135

## CRAC_Info
Name | coolingCapacity | flowRate | minTemperature
CRAH_L4_01 | 95900 | 7.6389 | 17
CRAH_L4_02 | 95900 | 7.6389 | 17
CRAH_L4_03 | 95900 | 7.6389 | 17
CRAH_L4_04 | 95900 | 7.6389 | 17
CRAH_L4_05 | 95900 | 7.6389 | 17
CRAH_L4_06 | 95900 | 7.6389 | 17
CRAH_L4_07 | 95900 | 7.6389 | 17
CRAH_L4_08 | 95900 | 7.6389 | 17
CRAH_L4_09 | 95900 | 7.6389 | 17
CRAH_L4_10 | 95900 | 7.6389 | 17
CRAH_L4_11 | 95900 | 7.6389 | 17
CRAH_L4_12 | 95900 | 7.6389 | 17
CRAH_L4_13 | 95900 | 7.6389 | 17
CRAH_L4_14 | 95900 | 7.6389 | 17
CRAH_L4_15 | 95900 | 7.6389 | 17
CRAH_L4_16 | 95900 | 7.6389 | 17
CRAH_L4_17 | 95900 | 7.6389 | 17
CRAH_L4_18 | 95900 | 7.6389 | 17
CRAH_L4_19 | 95900 | 7.6389 | 17
CRAH_L4_20 | 95900 | 7.6389 | 17

## Model_info
Type | name | firstSlotOffset | size_x | size_y | size_z | slot | Type | name | depth | slotOccupation | width | Type | name | size_x | size_y | size_z | supplyFace_length | supplyFace_offset_x | supplyFace_offset_y | supplyFace_offset_z | supplyFace_side | supplyFace_width | returnFace_length | returnFace_offset_x | returnFace_offset_y | returnFace_offset_z | returnFace_side | returnFace_width | Type | name | top | bottom | rear | front | left | right
rack | Rack_A | 0.1 | 0.6 | 1.2 | 2.35 | 45 | server | 1U_server | 0.4 | 1 | 0.6 | acu | CRAH_A | 3.355 | 1.03 | 2.35 | 1.03 | 0 | 0 | 0 | bottom | 3.355 | 1.03 | 0 | 0 | 0 | top | 3.355 | box | pillar | TRUE | TRUE | TRUE | TRUE | TRUE | TRUE
rack | Rack_B | 0.1 | 0.8 | 1 | 2.35 | 45 | server | 2U_server | 0.4 | 2 | 0.6 | acu | CRAH_B | 2.55 | 0.915 | 2.35 | 0.915 | 0 | 0 | 0 | bottom | 2.55 | 0.915 | 0 | 0 | 0 | top | 2.55 | box | partition | TRUE | TRUE | TRUE | TRUE | TRUE | TRUE
rack | Rack_C | 0.1 | 0.8 | 0.5 | 2.35 | 45 | server | 3U_server | 0.4 | 3 | 0.6
rack | Rack_D | 0.1 | 0.4 | 0.8 | 2.35 | 45 | server | 4U_server | 0.4 | 4 | 0.6
rack | Rack_E | 0.1 | 0.8 | 1.2 | 2.35 | 45 | server | 5U_Server | 0.4 | 5 | 0.6
rack | Rack_F | 0.1 | 0.6 | 0.8 | 2.35 | 45 | server | 9U_Server | 0.4 | 5 | 0.6
rack | Rack_G | 0.1 | 0.45 | 1 | 2.35 | 45 | server | 12U_Server | 0.4 | 5 | 0.6
rack | Rack_H | 0.1 | 0.8 | 1 | 2.35 | 45 | server | 2U_Server_N | 0.4 | 2 | 0.4
rack | Rack_I | 0.1 | 0.5 | 0.8 | 2.35 | 45 | server | 1U_server_N | 0.4 | 1 | 0.4
rack | Rack_J | 0.1 | 0.8 | 0.4 | 2.35 | 45

## ref Level 4 (hidden)
Level 4 - Rack Power (kW)
CUSTOMER | No. of Racks | Power (kW) |  |  | Est. kW per Rack |  | Remarks
Outside of the bracket number indicates total number of server racks allocated and available
|  | A | B | Total |  |  | Within the bracket number indicates as currently server rack loaded
Project L
LW - Row 1: AD01-AD18 | 18 | 45.61 | 7.62 | 53.23 | 2.9572 | A
LW - Row 2: AG01-AG24 | 24 | 51.16 | 21.46 | 72.62 | 3.0258 | B
LW - Row 3: AL01-AL26 | 26 | 61.41 | 10.83 | 72.24 | 2.7785 | C
LW - Row 4: AO01-AO26 | 26 | 61.64 | 34.53 | 96.17 | 3.6988 | D
Project B
BD - Row 1: BP01-BP21 (A01-A21) | 21 | 75.02 | 76.67 | 151.69 | 7.2233 | I
BD - Row 2: BS01-BS21 (B01-B21) | 21 | 69.23 | 68.89 | 138.12 | 6.5771 | J
BD - Row 3: BX01-BX18 ( C01-C18) | 18 | 55.24 | 55.35 | 110.59 | 6.1439 | k
BD - Row 4: CA01-CA18 (D01-D18) | 18 | 56.1 | 56.04 | 112.14 | 6.23 | l
BD - Row 5: CF01-CF21 (E01-E21) | 21 | 59.8 | 59.91 | 119.71 | 5.7005 | m
BD - Row 6: CI01-CI21 (F01-F21) | 21 | 66.3 | 66.47 | 132.77 | 6.3224 | n
Coloaction
ML: CP01-CP05 | 5 | 7.291 | 6.751 | 14.042 | 2.8084 | GH
RO: CP07-CP08 | 2 | 4.482 | 6.402 | 10.884 | 5.442 | GH
I: CP14-CP15 | 2 | 1.479 | 1.931 | 3.41 | 1.705
Project L: CP16-CP17 | 2 | 5.037 | 0.013 | 5.05 | 2.525
Project CD: CP18-CP21 | 4 | 7.408 | 1.068 | 8.476 | 2.119
Project CA : CP22 | 1 | 0.355 | 0.195 | 0.55 | 0.55 | GH
Colocation | [5 empty] | GH
ML: CS01-CS05 | 5 | 2.736 | 3.188 | 5.924 | 1.1848 | L
RO: CS07-CS08 | 2 | 1.6752 | 5.657 | 7.3322 | 3.6661
Project L: CS14-CS16 | 3 | 0.021 | 8.466 | 8.487 | 2.829 | E
Project W CS17-CS18 | 2 | 1.94 | 2.068 | 4.008 | 2.004
Project MB: CS20-CS21 | 2 | 0.583 | 1.669 | 2.252 | 1.126
Project GS
GS - Row 1: CY01-CY19 | 19 (18) | 7.68 | 7.99 | 15.67 | 0.7835 | q
GS - Row 2: DB04-DB05 | 2
Project ML | [5 empty] | r
BF MAX 2 - Row 1: BF01-BF08 | 8 | 9.113 | 11.028 | 20.141 | 2.5176 | e
BF MAX 2 - Row 2: BI01-BI08 | 8 (7) | 12.77 | 13.064 | 25.834 | 3.6906 | f
Project PNAP
PN - Row - 1: BF09-BF13 | 5(4) | 8.258 | 8.299 | 16.557 | 4.1392 | e
PN - Row - 2: BI09-BI13 | 5(1) | 0.982 | 1.947 | 2.929 | 2.929 | f
Project SG | 3 | 0 | 0 | 0 | 0
BI - Row - Colo:
Project IW : BI16-BI17 | 2 | 2.729 | 1.972 | 4.701 | 2.3505
Project HB:BI18 | 1 | 1.522 | 1.557 | 3.079 | 3.079
Project OT (Proj Zero): BI19-BI20 | 2 |  | 0 | 0 | 0
Project SG
SG - Row 1: BF01-BF08 (R13-R20) SG - Row 2: BI01-BI06 (R01-R06) | 14 | 19.34 | 20.35 | 39.69 | 2.835 | G
SG - Row 1: BF09-BF14: (R21-R26) BF15-BF22: (R35-R42) | 14 | 34.71 | 36.44 | 71.15 | 5.0821
SG - Row 2: BI07-BI12: (R07-R12) BI13-BI20: (R27-R34) | 14 | 16.43 | 16.85 | 33.28 | 2.3771 | H

## Level 4 with height (hidden)
Name | size |  |  | location |  |  |  | Height
| x | y | z | orietation | x | y | z
Room_point_01 |  |  |  | 0 | 1.675 | 0 | 0
Room_point_02 |  |  |  | 0 | 1.675 | 1.55 | 0
Room_point_03 |  |  |  | 0 | 4.35 | 1.55 | 0
Room_point_04 |  |  |  | 0 | 4.35 | 0 | 0
Room_point_05 |  |  |  | 0 | 45.7 | 0 | 0
Room_point_06 |  |  |  | 0 | 45.7 | 1.55 | 0
Room_point_07 |  |  |  | 0 | 48.375 | 1.55 | 0
Room_point_08 |  |  |  | 0 | 48.375 | 0 | 0
Room_point_09 |  |  |  | 0 | 50.3 | 0 | 0
Room_point_10 |  |  |  | 0 | 50.3 | 17.75 | 0
Room_point_11 |  |  |  | 0 | 49.195 | 17.75 | 0
Room_point_12 |  |  |  | 0 | 49.195 | 20.35 | 0
Room_point_13 |  |  |  | 0 | 45.85 | 20.35 | 0
Room_point_14 |  |  |  | 0 | 45.85 | 21.55 | 0
Room_point_15 |  |  |  | 0 | 4.35 | 21.55 | 0
Room_point_16 |  |  |  | 0 | 4.35 | 20.435 | 0
Room_point_17 |  |  |  | 0 | 0.975 | 20.435 | 0
Room_point_18 |  |  |  | 0 | 0.975 | 17.75 | 0
Room_point_19 |  |  |  | 0 | 0 | 17.75 | 0
Room_Height | [7 empty] | 4.6
Raised floor height | [7 empty] | 0.7
RF_Opening_04 | [6 empty] | 0.7
RF_Opening_03 | [6 empty] | 0.7
RF_Opening_02 | [6 empty] | 0.7
RF_Opening_01 | [6 empty] | 0.7
Perforated_tile_A1 | 0.6 | 0.6 |  | 0 | 2.893 | 2.675 | 0.7
Perforated_tile_A2 | 0.6 | 0.6 |  | 0 | 2.893 | 3.275 | 0.7
Perforated_tile_A3 | 0.6 | 0.6 |  | 0 | 2.893 | 3.875 | 0.7
Perforated_tile_A4 | 0.6 | 0.6 |  | 0 | 2.893 | 4.475 | 0.7
Perforated_tile_A5 | 0.6 | 0.6 |  | 0 | 2.893 | 5.075 | 0.7
Perforated_tile_A6 | 0.6 | 0.6 |  | 0 | 2.893 | 5.675 | 0.7
Perforated_tile_A7 | 0.6 | 0.6 |  | 0 | 2.893 | 6.275 | 0.7
Perforated_tile_A8 | 0.6 | 0.6 |  | 0 | 2.893 | 6.875 | 0.7
Perforated_tile_A9 | 0.6 | 0.6 |  | 0 | 2.893 | 8.675 | 0.7
Perforated_tile_A10 | 0.6 | 0.6 |  | 0 | 2.893 | 9.275 | 0.7
Perforated_tile_A11 | 0.6 | 0.6 |  | 0 | 2.893 | 9.875 | 0.7
Perforated_tile_A12 | 0.6 | 0.6 |  | 0 | 2.893 | 10.475 | 0.7
Perforated_tile_A13 | 0.6 | 0.6 |  | 0 | 2.893 | 11.075 | 0.7
Perforated_tile_A14 | 0.6 | 0.6 |  | 0 | 2.893 | 11.675 | 0.7
Perforated_tile_A15 | 0.6 | 0.6 |  | 0 | 2.893 | 12.275 | 0.7
Perforated_tile_A16 | 0.6 | 0.6 |  | 0 | 2.893 | 12.875 | 0.7
Perforated_tile_A17 | 0.6 | 0.6 |  | 0 | 2.893 | 13.475 | 0.7
Perforated_tile_A18 | 0.6 | 0.6 |  | 0 | 2.893 | 14.675 | 0.7
Perforated_tile_A19 | 0.6 | 0.6 |  | 0 | 2.893 | 15.275 | 0.7
Perforated_tile_A20 | 0.6 | 0.6 |  | 0 | 2.893 | 15.875 | 0.7
Perforated_tile_A21 | 0.6 | 0.6 |  | 0 | 2.893 | 16.475 | 0.7
Perforated_tile_A22 | 0.6 | 0.6 |  | 0 | 3.493 | 2.675 | 0.7
Perforated_tile_A23 | 0.6 | 0.6 |  | 0 | 3.493 | 3.275 | 0.7
Perforated_tile_A24 | 0.6 | 0.6 |  | 0 | 3.493 | 3.875 | 0.7
Perforated_tile_A25 | 0.6 | 0.6 |  | 0 | 3.493 | 4.475 | 0.7
Perforated_tile_A26 | 0.6 | 0.6 |  | 0 | 3.493 | 5.075 | 0.7
Perforated_tile_A27 | 0.6 | 0.6 |  | 0 | 3.493 | 5.675 | 0.7
Perforated_tile_A28 | 0.6 | 0.6 |  | 0 | 3.493 | 6.275 | 0.7
Perforated_tile_A29 | 0.6 | 0.6 |  | 0 | 3.493 | 6.875 | 0.7
Perforated_tile_A30 | 0.6 | 0.6 |  | 0 | 3.493 | 7.475 | 0.7
Perforated_tile_A31 | 0.6 | 0.6 |  | 0 | 3.493 | 8.075 | 0.7
Perforated_tile_A32 | 0.6 | 0.6 |  | 0 | 3.493 | 8.675 | 0.7 |  | Raised floor | 0.7 | m
Perforated_tile_A33 | 0.6 | 0.6 |  | 0 | 3.493 | 9.275 | 0.7 |  |  | 4.6 | m
Perforated_tile_A34 | 0.6 | 0.6 |  | 0 | 3.493 | 9.875 | 0.7 |  |  | 3.1 | m
Perforated_tile_A35 | 0.6 | 0.6 |  | 0 | 3.493 | 10.475 | 0.7
Perforated_tile_A36 | 0.6 | 0.6 |  | 0 | 3.493 | 11.075 | 0.7
Perforated_tile_A37 | 0.6 | 0.6 |  | 0 | 3.493 | 11.675 | 0.7
Perforated_tile_A38 | 0.6 | 0.6 |  | 0 | 3.493 | 12.275 | 0.7
Perforated_tile_A39 | 0.6 | 0.6 |  | 0 | 3.493 | 12.875 | 0.7
Perforated_tile_A40 | 0.6 | 0.6 |  | 0 | 3.493 | 13.475 | 0.7
Perforated_tile_A41 | 0.6 | 0.6 |  | 0 | 3.493 | 14.075 | 0.7
Perforated_tile_A42 | 0.6 | 0.6 |  | 0 | 3.493 | 14.675 | 0.7
Perforated_tile_A43 | 0.6 | 0.6 |  | 0 | 3.493 | 15.275 | 0.7
Perforated_tile_A44 | 0.6 | 0.6 |  | 0 | 3.493 | 15.875 | 0.7
Perforated_tile_A45 | 0.6 | 0.6 |  | 0 | 3.493 | 16.475 | 0.7
Perforated_tile_A46 | 0.6 | 0.6 |  | 0 | 3.493 | 17.075 | 0.7
Perforated_tile_A47 | 0.6 | 0.6 |  | 0 | 3.493 | 17.675 | 0.7
Perforated_tile_B1 | 0.6 | 0.6 |  | 0 | 7.693 | 2.742 | 0.7
Perforated_tile_B2 | 0.6 | 0.6 |  | 0 | 7.693 | 3.342 | 0.7
Perforated_tile_B3 | 0.6 | 0.6 |  | 0 | 7.693 | 3.942 | 0.7
Perforated_tile_B4 | 0.6 | 0.6 |  | 0 | 7.693 | 4.542 | 0.7
Perforated_tile_B5 | 0.6 | 0.6 |  | 0 | 7.693 | 5.142 | 0.7
Perforated_tile_B6 | 0.6 | 0.6 |  | 0 | 7.693 | 5.742 | 0.7
Perforated_tile_B7 | 0.6 | 0.6 |  | 0 | 7.693 | 6.342 | 0.7
Perforated_tile_B8 | 0.6 | 0.6 |  | 0 | 7.693 | 6.942 | 0.7
Perforated_tile_B9 | 0.6 | 0.6 |  | 0 | 7.693 | 7.542 | 0.7
Perforated_tile_B10 | 0.6 | 0.6 |  | 0 | 7.693 | 8.142 | 0.7
Perforated_tile_B11 | 0.6 | 0.6 |  | 0 | 7.693 | 8.742 | 0.7
Perforated_tile_B12 | 0.6 | 0.6 |  | 0 | 7.693 | 9.342 | 0.7
Perforated_tile_B13 | 0.6 | 0.6 |  | 0 | 7.693 | 9.942 | 0.7
Perforated_tile_B14 | 0.6 | 0.6 |  | 0 | 7.693 | 10.542 | 0.7
Perforated_tile_B15 | 0.6 | 0.6 |  | 0 | 7.693 | 11.142 | 0.7
Perforated_tile_B16 | 0.6 | 0.6 |  | 0 | 7.693 | 11.742 | 0.7
Perforated_tile_B17 | 0.6 | 0.6 |  | 0 | 7.693 | 12.342 | 0.7
Perforated_tile_B18 | 0.6 | 0.6 |  | 0 | 7.693 | 12.942 | 0.7
Perforated_tile_B19 | 0.6 | 0.6 |  | 0 | 7.693 | 13.542 | 0.7
Perforated_tile_B20 | 0.6 | 0.6 |  | 0 | 7.693 | 14.142 | 0.7
Perforated_tile_B21 | 0.6 | 0.6 |  | 0 | 7.693 | 14.742 | 0.7
Perforated_tile_B22 | 0.6 | 0.6 |  | 0 | 7.693 | 15.342 | 0.7
Perforated_tile_B23 | 0.6 | 0.6 |  | 0 | 7.693 | 15.942 | 0.7
Perforated_tile_B24 | 0.6 | 0.6 |  | 0 | 7.693 | 16.542 | 0.7
Perforated_tile_B25 | 0.6 | 0.6 |  | 0 | 7.693 | 17.142 | 0.7
Perforated_tile_B26 | 0.6 | 0.6 |  | 0 | 7.693 | 17.742 | 0.7
Perforated_tile_B27 | 0.6 | 0.6 |  | 0 | 8.293 | 2.742 | 0.7
Perforated_tile_B28 | 0.6 | 0.6 |  | 0 | 8.293 | 3.342 | 0.7
Perforated_tile_B29 | 0.6 | 0.6 |  | 0 | 8.293 | 3.942 | 0.7
Perforated_tile_B30 | 0.6 | 0.6 |  | 0 | 8.293 | 4.542 | 0.7
Perforated_tile_B31 | 0.6 | 0.6 |  | 0 | 8.293 | 5.142 | 0.7
Perforated_tile_B32 | 0.6 | 0.6 |  | 0 | 8.293 | 5.742 | 0.7
Perforated_tile_B33 | 0.6 | 0.6 |  | 0 | 8.293 | 6.342 | 0.7
Perforated_tile_B34 | 0.6 | 0.6 |  | 0 | 8.293 | 6.942 | 0.7
Perforated_tile_B35 | 0.6 | 0.6 |  | 0 | 8.293 | 7.542 | 0.7
Perforated_tile_B36 | 0.6 | 0.6 |  | 0 | 8.293 | 8.142 | 0.7
Perforated_tile_B37 | 0.6 | 0.6 |  | 0 | 8.293 | 8.742 | 0.7
Perforated_tile_B38 | 0.6 | 0.6 |  | 0 | 8.293 | 9.342 | 0.7
Perforated_tile_B39 | 0.6 | 0.6 |  | 0 | 8.293 | 9.942 | 0.7
Perforated_tile_B40 | 0.6 | 0.6 |  | 0 | 8.293 | 10.542 | 0.7
Perforated_tile_B41 | 0.6 | 0.6 |  | 0 | 8.293 | 11.142 | 0.7
Perforated_tile_B42 | 0.6 | 0.6 |  | 0 | 8.293 | 11.742 | 0.7
Perforated_tile_B43 | 0.6 | 0.6 |  | 0 | 8.293 | 12.342 | 0.7
Perforated_tile_B44 | 0.6 | 0.6 |  | 0 | 8.293 | 12.942 | 0.7
Perforated_tile_B45 | 0.6 | 0.6 |  | 0 | 8.293 | 13.542 | 0.7
Perforated_tile_B46 | 0.6 | 0.6 |  | 0 | 8.293 | 14.142 | 0.7
Perforated_tile_B47 | 0.6 | 0.6 |  | 0 | 8.293 | 14.742 | 0.7
Perforated_tile_B48 | 0.6 | 0.6 |  | 0 | 8.293 | 15.342 | 0.7
Perforated_tile_B49 | 0.6 | 0.6 |  | 0 | 8.293 | 15.942 | 0.7
Perforated_tile_B50 | 0.6 | 0.6 |  | 0 | 8.293 | 16.542 | 0.7
Perforated_tile_B51 | 0.6 | 0.6 |  | 0 | 8.293 | 17.142 | 0.7
Perforated_tile_B52 | 0.6 | 0.6 |  | 0 | 8.293 | 17.742 | 0.7
Perforated_tile_C1 | 0.6 | 0.6 |  | 0 | 12.493 | 2.742 | 0.7
Perforated_tile_C2 | 0.6 | 0.6 |  | 0 | 12.493 | 3.342 | 0.7
Perforated_tile_C3 | 0.6 | 0.6 |  | 0 | 12.493 | 3.942 | 0.7
Perforated_tile_C4 | 0.6 | 0.6 |  | 0 | 12.493 | 4.542 | 0.7
Perforated_tile_C5 | 0.6 | 0.6 |  | 0 | 12.493 | 5.142 | 0.7
Perforated_tile_C6 | 0.6 | 0.6 |  | 0 | 12.493 | 5.742 | 0.7
Perforated_tile_C7 | 0.6 | 0.6 |  | 0 | 12.493 | 6.342 | 0.7
Perforated_tile_C8 | 0.6 | 0.6 |  | 0 | 12.493 | 6.942 | 0.7
Perforated_tile_C9 | 0.6 | 0.6 |  | 0 | 12.493 | 7.542 | 0.7
Perforated_tile_C10 | 0.6 | 0.6 |  | 0 | 12.493 | 8.142 | 0.7
Perforated_tile_C11 | 0.6 | 0.6 |  | 0 | 12.493 | 8.742 | 0.7
Perforated_tile_C12 | 0.6 | 0.6 |  | 0 | 12.493 | 9.342 | 0.7
Perforated_tile_C13 | 0.6 | 0.6 |  | 0 | 12.493 | 9.942 | 0.7
Perforated_tile_C14 | 0.6 | 0.6 |  | 0 | 12.493 | 10.542 | 0.7
Perforated_tile_C15 | 0.6 | 0.6 |  | 0 | 12.493 | 11.142 | 0.7
Perforated_tile_C16 | 0.6 | 0.6 |  | 0 | 12.493 | 11.742 | 0.7
Perforated_tile_C17 | 0.6 | 0.6 |  | 0 | 12.493 | 12.342 | 0.7
Perforated_tile_C18 | 0.6 | 0.6 |  | 0 | 12.493 | 12.942 | 0.7
Perforated_tile_C19 | 0.6 | 0.6 |  | 0 | 12.493 | 13.542 | 0.7
Perforated_tile_C20 | 0.6 | 0.6 |  | 0 | 12.493 | 14.142 | 0.7
Perforated_tile_C21 | 0.6 | 0.6 |  | 0 | 12.493 | 14.742 | 0.7
Perforated_tile_C22 | 0.6 | 0.6 |  | 0 | 12.493 | 15.342 | 0.7
Perforated_tile_C23 | 0.6 | 0.6 |  | 0 | 12.493 | 15.942 | 0.7
Perforated_tile_C24 | 0.6 | 0.6 |  | 0 | 12.493 | 16.542 | 0.7
Perforated_tile_C25 | 0.6 | 0.6 |  | 0 | 12.493 | 17.142 | 0.7
Perforated_tile_C26 | 0.6 | 0.6 |  | 0 | 12.493 | 17.742 | 0.7
Perforated_tile_C27 | 0.6 | 0.6 |  | 0 | 13.093 | 2.742 | 0.7
Perforated_tile_C28 | 0.6 | 0.6 |  | 0 | 13.093 | 3.342 | 0.7
Perforated_tile_C29 | 0.6 | 0.6 |  | 0 | 13.093 | 3.942 | 0.7
Perforated_tile_C30 | 0.6 | 0.6 |  | 0 | 13.093 | 4.542 | 0.7
Perforated_tile_C31 | 0.6 | 0.6 |  | 0 | 13.093 | 5.142 | 0.7
Perforated_tile_C32 | 0.6 | 0.6 |  | 0 | 13.093 | 5.742 | 0.7
Perforated_tile_C33 | 0.6 | 0.6 |  | 0 | 13.093 | 6.342 | 0.7
Perforated_tile_C34 | 0.6 | 0.6 |  | 0 | 13.093 | 6.942 | 0.7
Perforated_tile_C35 | 0.6 | 0.6 |  | 0 | 13.093 | 7.542 | 0.7
Perforated_tile_C36 | 0.6 | 0.6 |  | 0 | 13.093 | 8.142 | 0.7
Perforated_tile_C37 | 0.6 | 0.6 |  | 0 | 13.093 | 8.742 | 0.7
Perforated_tile_C38 | 0.6 | 0.6 |  | 0 | 13.093 | 9.342 | 0.7
Perforated_tile_C39 | 0.6 | 0.6 |  | 0 | 13.093 | 9.942 | 0.7
Perforated_tile_C40 | 0.6 | 0.6 |  | 0 | 13.093 | 10.542 | 0.7
Perforated_tile_C41 | 0.6 | 0.6 |  | 0 | 13.093 | 11.142 | 0.7
Perforated_tile_C42 | 0.6 | 0.6 |  | 0 | 13.093 | 11.742 | 0.7
Perforated_tile_C43 | 0.6 | 0.6 |  | 0 | 13.093 | 12.342 | 0.7
Perforated_tile_C44 | 0.6 | 0.6 |  | 0 | 13.093 | 12.942 | 0.7
Perforated_tile_C45 | 0.6 | 0.6 |  | 0 | 13.093 | 13.542 | 0.7
Perforated_tile_C46 | 0.6 | 0.6 |  | 0 | 13.093 | 14.142 | 0.7
Perforated_tile_C47 | 0.6 | 0.6 |  | 0 | 13.093 | 14.742 | 0.7
Perforated_tile_C48 | 0.6 | 0.6 |  | 0 | 13.093 | 15.342 | 0.7
Perforated_tile_C49 | 0.6 | 0.6 |  | 0 | 13.093 | 15.942 | 0.7
Perforated_tile_C50 | 0.6 | 0.6 |  | 0 | 13.093 | 16.542 | 0.7
Perforated_tile_C51 | 0.6 | 0.6 |  | 0 | 13.093 | 17.142 | 0.7
Perforated_tile_C52 | 0.6 | 0.6 |  | 0 | 13.093 | 17.742 | 0.7
Perforated_tile_D1 | 0.6 | 0.6 |  | 0 | 17.293 | 2.742 | 0.7
Perforated_tile_D2 | 0.6 | 0.6 |  | 0 | 17.293 | 3.342 | 0.7
Perforated_tile_D3 | 0.6 | 0.6 |  | 0 | 17.293 | 3.942 | 0.7
Perforated_tile_D4 | 0.6 | 0.6 |  | 0 | 17.293 | 4.542 | 0.7
Perforated_tile_D5 | 0.6 | 0.6 |  | 0 | 17.293 | 5.142 | 0.7
Perforated_tile_D6 | 0.6 | 0.6 |  | 0 | 17.293 | 5.742 | 0.7
Perforated_tile_D7 | 0.6 | 0.6 |  | 0 | 17.293 | 6.342 | 0.7
Perforated_tile_D8 | 0.6 | 0.6 |  | 0 | 17.293 | 6.942 | 0.7
Perforated_tile_D9 | 0.6 | 0.6 |  | 0 | 17.293 | 7.542 | 0.7
Perforated_tile_D10 | 0.6 | 0.6 |  | 0 | 17.293 | 8.142 | 0.7
Perforated_tile_D11 | 0.6 | 0.6 |  | 0 | 17.293 | 8.742 | 0.7
Perforated_tile_D12 | 0.6 | 0.6 |  | 0 | 17.293 | 9.342 | 0.7
Perforated_tile_D13 | 0.6 | 0.6 |  | 0 | 17.293 | 9.942 | 0.7
Perforated_tile_D14 | 0.6 | 0.6 |  | 0 | 17.293 | 10.542 | 0.7
Perforated_tile_D15 | 0.6 | 0.6 |  | 0 | 17.293 | 11.142 | 0.7
Perforated_tile_D16 | 0.6 | 0.6 |  | 0 | 17.293 | 11.742 | 0.7
Perforated_tile_D17 | 0.6 | 0.6 |  | 0 | 17.293 | 12.342 | 0.7
Perforated_tile_D18 | 0.6 | 0.6 |  | 0 | 17.293 | 12.942 | 0.7
Perforated_tile_D19 | 0.6 | 0.6 |  | 0 | 17.293 | 13.542 | 0.7
Perforated_tile_D20 | 0.6 | 0.6 |  | 0 | 17.293 | 14.142 | 0.7
Perforated_tile_D21 | 0.6 | 0.6 |  | 0 | 17.293 | 14.742 | 0.7
Perforated_tile_D22 | 0.6 | 0.6 |  | 0 | 17.293 | 15.342 | 0.7
Perforated_tile_D23 | 0.6 | 0.6 |  | 0 | 17.293 | 15.942 | 0.7
Perforated_tile_D24 | 0.6 | 0.6 |  | 0 | 17.293 | 16.542 | 0.7
Perforated_tile_D25 | 0.6 | 0.6 |  | 0 | 17.293 | 17.142 | 0.7
Perforated_tile_D26 | 0.6 | 0.6 |  | 0 | 17.293 | 17.742 | 0.7
Perforated_tile_D27 | 0.6 | 0.6 |  | 0 | 17.893 | 2.742 | 0.7
Perforated_tile_D28 | 0.6 | 0.6 |  | 0 | 17.893 | 3.342 | 0.7
Perforated_tile_D29 | 0.6 | 0.6 |  | 0 | 17.893 | 3.942 | 0.7
Perforated_tile_D30 | 0.6 | 0.6 |  | 0 | 17.893 | 4.542 | 0.7
Perforated_tile_D31 | 0.6 | 0.6 |  | 0 | 17.893 | 5.142 | 0.7
Perforated_tile_D32 | 0.6 | 0.6 |  | 0 | 17.893 | 5.742 | 0.7
Perforated_tile_D33 | 0.6 | 0.6 |  | 0 | 17.893 | 6.342 | 0.7
Perforated_tile_D34 | 0.6 | 0.6 |  | 0 | 17.893 | 6.942 | 0.7
Perforated_tile_D35 | 0.6 | 0.6 |  | 0 | 17.893 | 7.542 | 0.7
Perforated_tile_D36 | 0.6 | 0.6 |  | 0 | 17.893 | 8.142 | 0.7
Perforated_tile_D37 | 0.6 | 0.6 |  | 0 | 17.893 | 8.742 | 0.7
Perforated_tile_D38 | 0.6 | 0.6 |  | 0 | 17.893 | 9.342 | 0.7
Perforated_tile_D39 | 0.6 | 0.6 |  | 0 | 17.893 | 9.942 | 0.7
Perforated_tile_D40 | 0.6 | 0.6 |  | 0 | 17.893 | 10.542 | 0.7
Perforated_tile_D41 | 0.6 | 0.6 |  | 0 | 17.893 | 11.142 | 0.7
Perforated_tile_D42 | 0.6 | 0.6 |  | 0 | 17.893 | 11.742 | 0.7
Perforated_tile_D43 | 0.6 | 0.6 |  | 0 | 17.893 | 12.342 | 0.7
Perforated_tile_D44 | 0.6 | 0.6 |  | 0 | 17.893 | 12.942 | 0.7
Perforated_tile_D45 | 0.6 | 0.6 |  | 0 | 17.893 | 13.542 | 0.7
Perforated_tile_D46 | 0.6 | 0.6 |  | 0 | 17.893 | 14.142 | 0.7
Perforated_tile_D47 | 0.6 | 0.6 |  | 0 | 17.893 | 14.742 | 0.7
Perforated_tile_D48 | 0.6 | 0.6 |  | 0 | 17.893 | 15.342 | 0.7
Perforated_tile_D49 | 0.6 | 0.6 |  | 0 | 17.893 | 15.942 | 0.7
Perforated_tile_D50 | 0.6 | 0.6 |  | 0 | 17.893 | 16.542 | 0.7
Perforated_tile_D51 | 0.6 | 0.6 |  | 0 | 17.893 | 17.142 | 0.7
Perforated_tile_D52 | 0.6 | 0.6 |  | 0 | 17.893 | 17.742 | 0.7
Perforated_tile_E1 | 0.6 | 0.6 |  | 0 | 22.093 | 2.742 | 0.7
Perforated_tile_E2 | 0.6 | 0.6 |  | 0 | 22.093 | 3.342 | 0.7
Perforated_tile_E3 | 0.6 | 0.6 |  | 0 | 22.093 | 3.942 | 0.7
Perforated_tile_E4 | 0.6 | 0.6 |  | 0 | 22.093 | 4.542 | 0.7
Perforated_tile_E5 | 0.6 | 0.6 |  | 0 | 22.093 | 5.142 | 0.7
Perforated_tile_E6 | 0.6 | 0.6 |  | 0 | 22.093 | 5.742 | 0.7
Perforated_tile_E7 | 0.6 | 0.6 |  | 0 | 22.093 | 6.342 | 0.7
Perforated_tile_E8 | 0.6 | 0.6 |  | 0 | 22.093 | 6.942 | 0.7
Perforated_tile_E9 | 0.6 | 0.6 |  | 0 | 22.093 | 7.542 | 0.7
Perforated_tile_E10 | 0.6 | 0.6 |  | 0 | 22.093 | 8.142 | 0.7
Perforated_tile_E11 | 0.6 | 0.6 |  | 0 | 22.093 | 8.742 | 0.7
Perforated_tile_E12 | 0.6 | 0.6 |  | 0 | 22.093 | 9.342 | 0.7
Perforated_tile_E13 | 0.6 | 0.6 |  | 0 | 22.093 | 9.942 | 0.7
Perforated_tile_E14 | 0.6 | 0.6 |  | 0 | 22.093 | 10.542 | 0.7
Perforated_tile_E15 | 0.6 | 0.6 |  | 0 | 22.093 | 11.142 | 0.7
Perforated_tile_E16 | 0.6 | 0.6 |  | 0 | 22.093 | 11.742 | 0.7
Perforated_tile_E17 | 0.6 | 0.6 |  | 0 | 22.093 | 12.342 | 0.7
Perforated_tile_E18 | 0.6 | 0.6 |  | 0 | 22.093 | 12.942 | 0.7
Perforated_tile_E19 | 0.6 | 0.6 |  | 0 | 22.093 | 13.542 | 0.7
Perforated_tile_E20 | 0.6 | 0.6 |  | 0 | 22.093 | 14.142 | 0.7
Perforated_tile_E21 | 0.6 | 0.6 |  | 0 | 22.093 | 14.742 | 0.7
Perforated_tile_E22 | 0.6 | 0.6 |  | 0 | 22.093 | 15.342 | 0.7
Perforated_tile_E23 | 0.6 | 0.6 |  | 0 | 22.093 | 15.942 | 0.7
Perforated_tile_E24 | 0.6 | 0.6 |  | 0 | 22.093 | 16.542 | 0.7
Perforated_tile_E25 | 0.6 | 0.6 |  | 0 | 22.093 | 17.142 | 0.7
Perforated_tile_E26 | 0.6 | 0.6 |  | 0 | 22.093 | 17.742 | 0.7
Perforated_tile_E27 | 0.6 | 0.6 |  | 0 | 22.693 | 2.742 | 0.7
Perforated_tile_E28 | 0.6 | 0.6 |  | 0 | 22.693 | 3.342 | 0.7
Perforated_tile_E29 | 0.6 | 0.6 |  | 0 | 22.693 | 3.942 | 0.7
Perforated_tile_E30 | 0.6 | 0.6 |  | 0 | 22.693 | 4.542 | 0.7
Perforated_tile_E31 | 0.6 | 0.6 |  | 0 | 22.693 | 5.142 | 0.7
Perforated_tile_E32 | 0.6 | 0.6 |  | 0 | 22.693 | 5.742 | 0.7
Perforated_tile_E33 | 0.6 | 0.6 |  | 0 | 22.693 | 6.342 | 0.7
Perforated_tile_E34 | 0.6 | 0.6 |  | 0 | 22.693 | 6.942 | 0.7
Perforated_tile_E35 | 0.6 | 0.6 |  | 0 | 22.693 | 7.542 | 0.7
Perforated_tile_E36 | 0.6 | 0.6 |  | 0 | 22.693 | 8.142 | 0.7
Perforated_tile_E37 | 0.6 | 0.6 |  | 0 | 22.693 | 8.742 | 0.7
Perforated_tile_E38 | 0.6 | 0.6 |  | 0 | 22.693 | 9.342 | 0.7
Perforated_tile_E39 | 0.6 | 0.6 |  | 0 | 22.693 | 9.942 | 0.7
Perforated_tile_E40 | 0.6 | 0.6 |  | 0 | 22.693 | 10.542 | 0.7
Perforated_tile_E41 | 0.6 | 0.6 |  | 0 | 22.693 | 11.142 | 0.7
Perforated_tile_E42 | 0.6 | 0.6 |  | 0 | 22.693 | 11.742 | 0.7
Perforated_tile_E43 | 0.6 | 0.6 |  | 0 | 22.693 | 12.342 | 0.7
Perforated_tile_E44 | 0.6 | 0.6 |  | 0 | 22.693 | 12.942 | 0.7
Perforated_tile_E45 | 0.6 | 0.6 |  | 0 | 22.693 | 13.542 | 0.7
Perforated_tile_E46 | 0.6 | 0.6 |  | 0 | 22.693 | 14.142 | 0.7
Perforated_tile_E47 | 0.6 | 0.6 |  | 0 | 22.693 | 14.742 | 0.7
Perforated_tile_E48 | 0.6 | 0.6 |  | 0 | 22.693 | 15.342 | 0.7
Perforated_tile_E49 | 0.6 | 0.6 |  | 0 | 22.693 | 15.942 | 0.7
Perforated_tile_E50 | 0.6 | 0.6 |  | 0 | 22.693 | 16.542 | 0.7
Perforated_tile_E51 | 0.6 | 0.6 |  | 0 | 22.693 | 17.142 | 0.7
Perforated_tile_E52 | 0.6 | 0.6 |  | 0 | 22.693 | 17.742 | 0.7
Perforated_tile_F1 | 0.6 | 0.6 |  | 0 | 26.893 | 2.742 | 0.7
Perforated_tile_F2 | 0.6 | 0.6 |  | 0 | 26.893 | 3.342 | 0.7
Perforated_tile_F3 | 0.6 | 0.6 |  | 0 | 26.893 | 3.942 | 0.7
Perforated_tile_F4 | 0.6 | 0.6 |  | 0 | 26.893 | 4.542 | 0.7
Perforated_tile_F5 | 0.6 | 0.6 |  | 0 | 26.893 | 5.142 | 0.7
Perforated_tile_F6 | 0.6 | 0.6 |  | 0 | 26.893 | 5.742 | 0.7
Perforated_tile_F7 | 0.6 | 0.6 |  | 0 | 26.893 | 6.342 | 0.7
Perforated_tile_F8 | 0.6 | 0.6 |  | 0 | 26.893 | 6.942 | 0.7
Perforated_tile_F9 | 0.6 | 0.6 |  | 0 | 26.893 | 7.542 | 0.7
Perforated_tile_F10 | 0.6 | 0.6 |  | 0 | 26.893 | 8.142 | 0.7
Perforated_tile_F11 | 0.6 | 0.6 |  | 0 | 26.893 | 8.742 | 0.7
Perforated_tile_F12 | 0.6 | 0.6 |  | 0 | 26.893 | 9.342 | 0.7
Perforated_tile_F13 | 0.6 | 0.6 |  | 0 | 26.893 | 9.942 | 0.7
Perforated_tile_F14 | 0.6 | 0.6 |  | 0 | 26.893 | 10.542 | 0.7
Perforated_tile_F15 | 0.6 | 0.6 |  | 0 | 26.893 | 11.142 | 0.7
Perforated_tile_F16 | 0.6 | 0.6 |  | 0 | 26.893 | 11.742 | 0.7
Perforated_tile_F17 | 0.6 | 0.6 |  | 0 | 26.893 | 12.342 | 0.7
Perforated_tile_F18 | 0.6 | 0.6 |  | 0 | 26.893 | 12.942 | 0.7
Perforated_tile_F19 | 0.6 | 0.6 |  | 0 | 26.893 | 13.542 | 0.7
Perforated_tile_F20 | 0.6 | 0.6 |  | 0 | 26.893 | 14.142 | 0.7
Perforated_tile_F21 | 0.6 | 0.6 |  | 0 | 26.893 | 14.742 | 0.7
Perforated_tile_F22 | 0.6 | 0.6 |  | 0 | 26.893 | 15.342 | 0.7
Perforated_tile_F23 | 0.6 | 0.6 |  | 0 | 26.893 | 15.942 | 0.7
Perforated_tile_F24 | 0.6 | 0.6 |  | 0 | 26.893 | 16.542 | 0.7
Perforated_tile_F25 | 0.6 | 0.6 |  | 0 | 26.893 | 17.142 | 0.7
Perforated_tile_F26 | 0.6 | 0.6 |  | 0 | 26.893 | 17.742 | 0.7
Perforated_tile_F27 | 0.6 | 0.6 |  | 0 | 27.493 | 2.742 | 0.7
Perforated_tile_F28 | 0.6 | 0.6 |  | 0 | 27.493 | 3.342 | 0.7
Perforated_tile_F29 | 0.6 | 0.6 |  | 0 | 27.493 | 3.942 | 0.7
Perforated_tile_F30 | 0.6 | 0.6 |  | 0 | 27.493 | 4.542 | 0.7
Perforated_tile_F31 | 0.6 | 0.6 |  | 0 | 27.493 | 5.142 | 0.7
Perforated_tile_F32 | 0.6 | 0.6 |  | 0 | 27.493 | 5.742 | 0.7
Perforated_tile_F33 | 0.6 | 0.6 |  | 0 | 27.493 | 6.342 | 0.7
Perforated_tile_F34 | 0.6 | 0.6 |  | 0 | 27.493 | 6.942 | 0.7
Perforated_tile_F35 | 0.6 | 0.6 |  | 0 | 27.493 | 7.542 | 0.7
Perforated_tile_F36 | 0.6 | 0.6 |  | 0 | 27.493 | 8.142 | 0.7
Perforated_tile_F37 | 0.6 | 0.6 |  | 0 | 27.493 | 8.742 | 0.7
Perforated_tile_F38 | 0.6 | 0.6 |  | 0 | 27.493 | 9.342 | 0.7
Perforated_tile_F39 | 0.6 | 0.6 |  | 0 | 27.493 | 9.942 | 0.7
Perforated_tile_F40 | 0.6 | 0.6 |  | 0 | 27.493 | 10.542 | 0.7
Perforated_tile_F41 | 0.6 | 0.6 |  | 0 | 27.493 | 11.142 | 0.7
Perforated_tile_F42 | 0.6 | 0.6 |  | 0 | 27.493 | 11.742 | 0.7
Perforated_tile_F43 | 0.6 | 0.6 |  | 0 | 27.493 | 12.342 | 0.7
Perforated_tile_F44 | 0.6 | 0.6 |  | 0 | 27.493 | 12.942 | 0.7
Perforated_tile_F45 | 0.6 | 0.6 |  | 0 | 27.493 | 13.542 | 0.7
Perforated_tile_F46 | 0.6 | 0.6 |  | 0 | 27.493 | 14.142 | 0.7
Perforated_tile_F47 | 0.6 | 0.6 |  | 0 | 27.493 | 14.742 | 0.7
Perforated_tile_F48 | 0.6 | 0.6 |  | 0 | 27.493 | 15.342 | 0.7
Perforated_tile_F49 | 0.6 | 0.6 |  | 0 | 27.493 | 15.942 | 0.7
Perforated_tile_F50 | 0.6 | 0.6 |  | 0 | 27.493 | 16.542 | 0.7
Perforated_tile_F51 | 0.6 | 0.6 |  | 0 | 27.493 | 17.142 | 0.7
Perforated_tile_F52 | 0.6 | 0.6 |  | 0 | 27.493 | 17.742 | 0.7
Perforated_tile_G1 | 0.6 | 0.6 |  | 0 | 31.693 | 2.742 | 0.7
Perforated_tile_G2 | 0.6 | 0.6 |  | 0 | 31.693 | 3.342 | 0.7
Perforated_tile_G3 | 0.6 | 0.6 |  | 0 | 31.693 | 3.942 | 0.7
Perforated_tile_G4 | 0.6 | 0.6 |  | 0 | 31.693 | 4.542 | 0.7
Perforated_tile_G5 | 0.6 | 0.6 |  | 0 | 31.693 | 5.142 | 0.7
Perforated_tile_G6 | 0.6 | 0.6 |  | 0 | 31.693 | 5.742 | 0.7
Perforated_tile_G7 | 0.6 | 0.6 |  | 0 | 31.693 | 6.342 | 0.7
Perforated_tile_G8 | 0.6 | 0.6 |  | 0 | 31.693 | 6.942 | 0.7
Perforated_tile_G9 | 0.6 | 0.6 |  | 0 | 31.693 | 7.542 | 0.7
Perforated_tile_G10 | 0.6 | 0.6 |  | 0 | 31.693 | 8.142 | 0.7
Perforated_tile_G11 | 0.6 | 0.6 |  | 0 | 31.693 | 8.742 | 0.7
Perforated_tile_G12 | 0.6 | 0.6 |  | 0 | 31.693 | 9.342 | 0.7
Perforated_tile_G13 | 0.6 | 0.6 |  | 0 | 31.693 | 9.942 | 0.7
Perforated_tile_G14 | 0.6 | 0.6 |  | 0 | 31.693 | 10.542 | 0.7
Perforated_tile_G15 | 0.6 | 0.6 |  | 0 | 31.693 | 11.142 | 0.7
Perforated_tile_G16 | 0.6 | 0.6 |  | 0 | 31.693 | 11.742 | 0.7
Perforated_tile_G17 | 0.6 | 0.6 |  | 0 | 31.693 | 12.342 | 0.7
Perforated_tile_G18 | 0.6 | 0.6 |  | 0 | 31.693 | 12.942 | 0.7
Perforated_tile_G19 | 0.6 | 0.6 |  | 0 | 31.693 | 13.542 | 0.7
Perforated_tile_G20 | 0.6 | 0.6 |  | 0 | 31.693 | 14.142 | 0.7
Perforated_tile_G21 | 0.6 | 0.6 |  | 0 | 31.693 | 14.742 | 0.7
Perforated_tile_G22 | 0.6 | 0.6 |  | 0 | 31.693 | 15.342 | 0.7
Perforated_tile_G23 | 0.6 | 0.6 |  | 0 | 31.693 | 15.942 | 0.7
Perforated_tile_G24 | 0.6 | 0.6 |  | 0 | 31.693 | 16.542 | 0.7
Perforated_tile_G25 | 0.6 | 0.6 |  | 0 | 31.693 | 17.142 | 0.7
Perforated_tile_G26 | 0.6 | 0.6 |  | 0 | 31.693 | 17.742 | 0.7
Perforated_tile_G27 | 0.6 | 0.6 |  | 0 | 32.293 | 2.742 | 0.7
Perforated_tile_G28 | 0.6 | 0.6 |  | 0 | 32.293 | 3.342 | 0.7
Perforated_tile_G29 | 0.6 | 0.6 |  | 0 | 32.293 | 3.942 | 0.7
Perforated_tile_G30 | 0.6 | 0.6 |  | 0 | 32.293 | 4.542 | 0.7
Perforated_tile_G31 | 0.6 | 0.6 |  | 0 | 32.293 | 5.142 | 0.7
Perforated_tile_G32 | 0.6 | 0.6 |  | 0 | 32.293 | 5.742 | 0.7
Perforated_tile_G33 | 0.6 | 0.6 |  | 0 | 32.293 | 6.342 | 0.7
Perforated_tile_G34 | 0.6 | 0.6 |  | 0 | 32.293 | 6.942 | 0.7
Perforated_tile_G35 | 0.6 | 0.6 |  | 0 | 32.293 | 7.542 | 0.7
Perforated_tile_G36 | 0.6 | 0.6 |  | 0 | 32.293 | 8.142 | 0.7
Perforated_tile_G37 | 0.6 | 0.6 |  | 0 | 32.293 | 8.742 | 0.7
Perforated_tile_G38 | 0.6 | 0.6 |  | 0 | 32.293 | 9.342 | 0.7
Perforated_tile_G39 | 0.6 | 0.6 |  | 0 | 32.293 | 9.942 | 0.7
Perforated_tile_G40 | 0.6 | 0.6 |  | 0 | 32.293 | 10.542 | 0.7
Perforated_tile_G41 | 0.6 | 0.6 |  | 0 | 32.293 | 11.142 | 0.7
Perforated_tile_G42 | 0.6 | 0.6 |  | 0 | 32.293 | 11.742 | 0.7
Perforated_tile_G43 | 0.6 | 0.6 |  | 0 | 32.293 | 12.342 | 0.7
Perforated_tile_G44 | 0.6 | 0.6 |  | 0 | 32.293 | 12.942 | 0.7
Perforated_tile_G45 | 0.6 | 0.6 |  | 0 | 32.293 | 13.542 | 0.7
Perforated_tile_G46 | 0.6 | 0.6 |  | 0 | 32.293 | 14.142 | 0.7
Perforated_tile_G47 | 0.6 | 0.6 |  | 0 | 32.293 | 14.742 | 0.7
Perforated_tile_G48 | 0.6 | 0.6 |  | 0 | 32.293 | 15.342 | 0.7
Perforated_tile_G49 | 0.6 | 0.6 |  | 0 | 32.293 | 15.942 | 0.7
Perforated_tile_G50 | 0.6 | 0.6 |  | 0 | 32.293 | 16.542 | 0.7
Perforated_tile_G51 | 0.6 | 0.6 |  | 0 | 32.293 | 17.142 | 0.7
Perforated_tile_G52 | 0.6 | 0.6 |  | 0 | 32.293 | 17.742 | 0.7
Perforated_tile_H1 | 0.6 | 0.6 |  | 0 | 36.493 | 2.742 | 0.7
Perforated_tile_H2 | 0.6 | 0.6 |  | 0 | 36.493 | 3.342 | 0.7
Perforated_tile_H3 | 0.6 | 0.6 |  | 0 | 36.493 | 3.942 | 0.7
Perforated_tile_H4 | 0.6 | 0.6 |  | 0 | 36.493 | 4.542 | 0.7
Perforated_tile_H5 | 0.6 | 0.6 |  | 0 | 36.493 | 5.142 | 0.7
Perforated_tile_H6 | 0.6 | 0.6 |  | 0 | 36.493 | 5.742 | 0.7
Perforated_tile_H7 | 0.6 | 0.6 |  | 0 | 36.493 | 6.342 | 0.7
Perforated_tile_H8 | 0.6 | 0.6 |  | 0 | 36.493 | 6.942 | 0.7
Perforated_tile_H9 | 0.6 | 0.6 |  | 0 | 36.493 | 7.542 | 0.7
Perforated_tile_H10 | 0.6 | 0.6 |  | 0 | 36.493 | 8.142 | 0.7
Perforated_tile_H11 | 0.6 | 0.6 |  | 0 | 36.493 | 8.742 | 0.7
Perforated_tile_H12 | 0.6 | 0.6 |  | 0 | 36.493 | 9.342 | 0.7
Perforated_tile_H13 | 0.6 | 0.6 |  | 0 | 36.493 | 9.942 | 0.7
Perforated_tile_H14 | 0.6 | 0.6 |  | 0 | 36.493 | 10.542 | 0.7
Perforated_tile_H15 | 0.6 | 0.6 |  | 0 | 36.493 | 11.142 | 0.7
Perforated_tile_H16 | 0.6 | 0.6 |  | 0 | 36.493 | 11.742 | 0.7
Perforated_tile_H17 | 0.6 | 0.6 |  | 0 | 36.493 | 12.342 | 0.7
Perforated_tile_H18 | 0.6 | 0.6 |  | 0 | 36.493 | 12.942 | 0.7
Perforated_tile_H19 | 0.6 | 0.6 |  | 0 | 36.493 | 13.542 | 0.7
Perforated_tile_H20 | 0.6 | 0.6 |  | 0 | 36.493 | 14.142 | 0.7
Perforated_tile_H21 | 0.6 | 0.6 |  | 0 | 36.493 | 14.742 | 0.7
Perforated_tile_H22 | 0.6 | 0.6 |  | 0 | 36.493 | 15.342 | 0.7
Perforated_tile_H23 | 0.6 | 0.6 |  | 0 | 36.493 | 15.942 | 0.7
Perforated_tile_H24 | 0.6 | 0.6 |  | 0 | 36.493 | 16.542 | 0.7
Perforated_tile_H25 | 0.6 | 0.6 |  | 0 | 36.493 | 17.142 | 0.7
Perforated_tile_H26 | 0.6 | 0.6 |  | 0 | 36.493 | 17.742 | 0.7
Perforated_tile_H27 | 0.6 | 0.6 |  | 0 | 37.493 | 2.742 | 0.7
Perforated_tile_H28 | 0.6 | 0.6 |  | 0 | 37.493 | 3.342 | 0.7
Perforated_tile_H29 | 0.6 | 0.6 |  | 0 | 37.493 | 3.942 | 0.7
Perforated_tile_H30 | 0.6 | 0.6 |  | 0 | 37.493 | 4.542 | 0.7
Perforated_tile_H31 | 0.6 | 0.6 |  | 0 | 37.493 | 5.142 | 0.7
Perforated_tile_H32 | 0.6 | 0.6 |  | 0 | 37.493 | 5.742 | 0.7
Perforated_tile_H33 | 0.6 | 0.6 |  | 0 | 37.493 | 6.342 | 0.7
Perforated_tile_H34 | 0.6 | 0.6 |  | 0 | 37.493 | 6.942 | 0.7
Perforated_tile_H35 | 0.6 | 0.6 |  | 0 | 37.493 | 7.542 | 0.7
Perforated_tile_H36 | 0.6 | 0.6 |  | 0 | 37.493 | 8.142 | 0.7
Perforated_tile_H37 | 0.6 | 0.6 |  | 0 | 37.493 | 8.742 | 0.7
Perforated_tile_H38 | 0.6 | 0.6 |  | 0 | 37.493 | 9.342 | 0.7
Perforated_tile_H39 | 0.6 | 0.6 |  | 0 | 37.493 | 9.942 | 0.7
Perforated_tile_H40 | 0.6 | 0.6 |  | 0 | 37.493 | 10.542 | 0.7
Perforated_tile_H41 | 0.6 | 0.6 |  | 0 | 37.493 | 11.142 | 0.7
Perforated_tile_H42 | 0.6 | 0.6 |  | 0 | 37.493 | 11.742 | 0.7
Perforated_tile_H43 | 0.6 | 0.6 |  | 0 | 37.493 | 12.342 | 0.7
Perforated_tile_H44 | 0.6 | 0.6 |  | 0 | 37.493 | 12.942 | 0.7
Perforated_tile_H45 | 0.6 | 0.6 |  | 0 | 37.493 | 13.542 | 0.7
Perforated_tile_H46 | 0.6 | 0.6 |  | 0 | 37.493 | 14.142 | 0.7
Perforated_tile_H47 | 0.6 | 0.6 |  | 0 | 37.493 | 14.742 | 0.7
Perforated_tile_H48 | 0.6 | 0.6 |  | 0 | 37.493 | 15.342 | 0.7
Perforated_tile_H49 | 0.6 | 0.6 |  | 0 | 37.493 | 15.942 | 0.7
Perforated_tile_H50 | 0.6 | 0.6 |  | 0 | 37.493 | 16.542 | 0.7
Perforated_tile_H51 | 0.6 | 0.6 |  | 0 | 37.493 | 17.142 | 0.7
Perforated_tile_H52 | 0.6 | 0.6 |  | 0 | 37.493 | 17.742 | 0.7
Perforated_tile_I1 | 0.6 | 0.6 |  | 0 | 41.293 | 2.742 | 0.7
Perforated_tile_I2 | 0.6 | 0.6 |  | 0 | 41.293 | 3.342 | 0.7
Perforated_tile_I3 | 0.6 | 0.6 |  | 0 | 41.293 | 3.942 | 0.7
Perforated_tile_I4 | 0.6 | 0.6 |  | 0 | 41.293 | 4.542 | 0.7
Perforated_tile_I5 | 0.6 | 0.6 |  | 0 | 41.293 | 5.142 | 0.7
Perforated_tile_I6 | 0.6 | 0.6 |  | 0 | 41.293 | 5.742 | 0.7
Perforated_tile_I7 | 0.6 | 0.6 |  | 0 | 41.293 | 6.342 | 0.7
Perforated_tile_I8 | 0.6 | 0.6 |  | 0 | 41.293 | 6.942 | 0.7
Perforated_tile_I9 | 0.6 | 0.6 |  | 0 | 41.293 | 7.542 | 0.7
Perforated_tile_I10 | 0.6 | 0.6 |  | 0 | 41.293 | 8.142 | 0.7
Perforated_tile_I11 | 0.6 | 0.6 |  | 0 | 41.293 | 8.742 | 0.7
Perforated_tile_I12 | 0.6 | 0.6 |  | 0 | 41.293 | 9.342 | 0.7
Perforated_tile_I13 | 0.6 | 0.6 |  | 0 | 41.293 | 9.942 | 0.7
Perforated_tile_I14 | 0.6 | 0.6 |  | 0 | 41.293 | 10.542 | 0.7
Perforated_tile_I15 | 0.6 | 0.6 |  | 0 | 41.293 | 11.142 | 0.7
Perforated_tile_I16 | 0.6 | 0.6 |  | 0 | 41.293 | 11.742 | 0.7
Perforated_tile_I17 | 0.6 | 0.6 |  | 0 | 41.293 | 12.342 | 0.7
Perforated_tile_I18 | 0.6 | 0.6 |  | 0 | 41.293 | 12.942 | 0.7
Perforated_tile_I19 | 0.6 | 0.6 |  | 0 | 41.293 | 13.542 | 0.7
Perforated_tile_I20 | 0.6 | 0.6 |  | 0 | 41.293 | 14.142 | 0.7
Perforated_tile_I21 | 0.6 | 0.6 |  | 0 | 41.293 | 14.742 | 0.7
Perforated_tile_I22 | 0.6 | 0.6 |  | 0 | 41.293 | 15.342 | 0.7
Perforated_tile_I23 | 0.6 | 0.6 |  | 0 | 41.293 | 15.942 | 0.7
Perforated_tile_I24 | 0.6 | 0.6 |  | 0 | 41.293 | 16.542 | 0.7
Perforated_tile_I25 | 0.6 | 0.6 |  | 0 | 41.293 | 17.142 | 0.7
Perforated_tile_I26 | 0.6 | 0.6 |  | 0 | 41.293 | 17.742 | 0.7
Perforated_tile_I27 | 0.6 | 0.6 |  | 0 | 41.893 | 2.742 | 0.7
Perforated_tile_I28 | 0.6 | 0.6 |  | 0 | 41.893 | 3.342 | 0.7
Perforated_tile_I29 | 0.6 | 0.6 |  | 0 | 41.893 | 3.942 | 0.7
Perforated_tile_I30 | 0.6 | 0.6 |  | 0 | 41.893 | 4.542 | 0.7
Perforated_tile_I31 | 0.6 | 0.6 |  | 0 | 41.893 | 5.142 | 0.7
Perforated_tile_I32 | 0.6 | 0.6 |  | 0 | 41.893 | 5.742 | 0.7
Perforated_tile_I33 | 0.6 | 0.6 |  | 0 | 41.893 | 6.342 | 0.7
Perforated_tile_I34 | 0.6 | 0.6 |  | 0 | 41.893 | 6.942 | 0.7
Perforated_tile_I35 | 0.6 | 0.6 |  | 0 | 41.893 | 7.542 | 0.7
Perforated_tile_I36 | 0.6 | 0.6 |  | 0 | 41.893 | 8.142 | 0.7
Perforated_tile_I37 | 0.6 | 0.6 |  | 0 | 41.893 | 8.742 | 0.7
Perforated_tile_I38 | 0.6 | 0.6 |  | 0 | 41.893 | 9.342 | 0.7
Perforated_tile_I39 | 0.6 | 0.6 |  | 0 | 41.893 | 9.942 | 0.7
Perforated_tile_I40 | 0.6 | 0.6 |  | 0 | 41.893 | 10.542 | 0.7
Perforated_tile_I41 | 0.6 | 0.6 |  | 0 | 41.893 | 11.142 | 0.7
Perforated_tile_I42 | 0.6 | 0.6 |  | 0 | 41.893 | 11.742 | 0.7
Perforated_tile_I43 | 0.6 | 0.6 |  | 0 | 41.893 | 12.342 | 0.7
Perforated_tile_I44 | 0.6 | 0.6 |  | 0 | 41.893 | 12.942 | 0.7
Perforated_tile_I45 | 0.6 | 0.6 |  | 0 | 41.893 | 13.542 | 0.7
Perforated_tile_I46 | 0.6 | 0.6 |  | 0 | 41.893 | 14.142 | 0.7
Perforated_tile_I47 | 0.6 | 0.6 |  | 0 | 41.893 | 14.742 | 0.7
Perforated_tile_I48 | 0.6 | 0.6 |  | 0 | 41.893 | 15.342 | 0.7
Perforated_tile_I49 | 0.6 | 0.6 |  | 0 | 41.893 | 15.942 | 0.7
Perforated_tile_I50 | 0.6 | 0.6 |  | 0 | 41.893 | 16.542 | 0.7
Perforated_tile_I51 | 0.6 | 0.6 |  | 0 | 41.893 | 17.142 | 0.7
Perforated_tile_I52 | 0.6 | 0.6 |  | 0 | 41.893 | 17.742 | 0.7
Perforated_tile_J1 | 0.6 | 0.6 |  | 0 | 46.093 | 2.742 | 0.7
Perforated_tile_J2 | 0.6 | 0.6 |  | 0 | 46.093 | 3.342 | 0.7
Perforated_tile_J3 | 0.6 | 0.6 |  | 0 | 46.093 | 3.942 | 0.7
Perforated_tile_J4 | 0.6 | 0.6 |  | 0 | 46.093 | 4.542 | 0.7
Perforated_tile_J5 | 0.6 | 0.6 |  | 0 | 46.093 | 5.142 | 0.7
Perforated_tile_J6 | 0.6 | 0.6 |  | 0 | 46.093 | 5.742 | 0.7
Perforated_tile_J7 | 0.6 | 0.6 |  | 0 | 46.093 | 6.342 | 0.7
Perforated_tile_J8 | 0.6 | 0.6 |  | 0 | 46.093 | 6.942 | 0.7
Perforated_tile_J9 | 0.6 | 0.6 |  | 0 | 46.093 | 7.542 | 0.7
Perforated_tile_J10 | 0.6 | 0.6 |  | 0 | 46.093 | 8.142 | 0.7
Perforated_tile_J11 | 0.6 | 0.6 |  | 0 | 46.093 | 8.742 | 0.7
Perforated_tile_J12 | 0.6 | 0.6 |  | 0 | 46.093 | 9.342 | 0.7
Perforated_tile_J13 | 0.6 | 0.6 |  | 0 | 46.093 | 9.942 | 0.7
Perforated_tile_J14 | 0.6 | 0.6 |  | 0 | 46.093 | 10.542 | 0.7
Perforated_tile_J15 | 0.6 | 0.6 |  | 0 | 46.093 | 11.142 | 0.7
Perforated_tile_J16 | 0.6 | 0.6 |  | 0 | 46.093 | 11.742 | 0.7
Perforated_tile_J17 | 0.6 | 0.6 |  | 0 | 46.093 | 12.342 | 0.7
Perforated_tile_J18 | 0.6 | 0.6 |  | 0 | 46.093 | 12.942 | 0.7
Perforated_tile_J19 | 0.6 | 0.6 |  | 0 | 46.093 | 13.542 | 0.7
Perforated_tile_J20 | 0.6 | 0.6 |  | 0 | 46.093 | 14.142 | 0.7
Perforated_tile_J21 | 0.6 | 0.6 |  | 0 | 46.093 | 14.742 | 0.7
Perforated_tile_J22 | 0.6 | 0.6 |  | 0 | 46.093 | 15.342 | 0.7
Perforated_tile_J23 | 0.6 | 0.6 |  | 0 | 46.093 | 15.942 | 0.7
Perforated_tile_J24 | 0.6 | 0.6 |  | 0 | 46.093 | 16.542 | 0.7
Perforated_tile_J25 | 0.6 | 0.6 |  | 0 | 46.093 | 17.142 | 0.7
Perforated_tile_J26 | 0.6 | 0.6 |  | 0 | 46.093 | 17.742 | 0.7
Perforated_tile_J27 | 0.6 | 0.6 |  | 0 | 46.693 | 2.742 | 0.7
Perforated_tile_J28 | 0.6 | 0.6 |  | 0 | 46.693 | 3.342 | 0.7
Perforated_tile_J29 | 0.6 | 0.6 |  | 0 | 46.693 | 3.942 | 0.7
Perforated_tile_J30 | 0.6 | 0.6 |  | 0 | 46.693 | 4.542 | 0.7
Perforated_tile_J31 | 0.6 | 0.6 |  | 0 | 46.693 | 5.142 | 0.7
Perforated_tile_J32 | 0.6 | 0.6 |  | 0 | 46.693 | 5.742 | 0.7
Perforated_tile_J33 | 0.6 | 0.6 |  | 0 | 46.693 | 6.342 | 0.7
Perforated_tile_J34 | 0.6 | 0.6 |  | 0 | 46.693 | 6.942 | 0.7
Perforated_tile_J37 | 0.6 | 0.6 |  | 0 | 46.693 | 8.742 | 0.7
Perforated_tile_J38 | 0.6 | 0.6 |  | 0 | 46.693 | 9.342 | 0.7
Perforated_tile_J39 | 0.6 | 0.6 |  | 0 | 46.693 | 9.942 | 0.7
Perforated_tile_J40 | 0.6 | 0.6 |  | 0 | 46.693 | 10.542 | 0.7
Perforated_tile_J41 | 0.6 | 0.6 |  | 0 | 46.693 | 11.142 | 0.7
Perforated_tile_J42 | 0.6 | 0.6 |  | 0 | 46.693 | 11.742 | 0.7
Perforated_tile_J43 | 0.6 | 0.6 |  | 0 | 46.693 | 12.342 | 0.7
Perforated_tile_J44 | 0.6 | 0.6 |  | 0 | 46.693 | 12.942 | 0.7
Perforated_tile_J45 | 0.6 | 0.6 |  | 0 | 46.693 | 13.542 | 0.7
Perforated_tile_J48 | 0.6 | 0.6 |  | 0 | 46.693 | 15.342 | 0.7
Perforated_tile_J49 | 0.6 | 0.6 |  | 0 | 46.693 | 15.942 | 0.7
Perforated_tile_J50 | 0.6 | 0.6 |  | 0 | 46.693 | 16.542 | 0.7
Perforated_tile_J51 | 0.6 | 0.6 |  | 0 | 46.693 | 17.142 | 0.7
CRAH-L4-01 | 2.55 | 0.919 |  |  | 5.425 | 20.013 | 0.7
CRAH-L4-02 | 2.55 | 0.919 |  |  | 8.925 | 20.013 | 0.7
CRAH-L4-03 | 2.55 | 0.919 |  |  | 13.521 | 20.013 | 0.7
CRAH-L4-04 | 2.55 | 0.919 |  |  | 17.021 | 20.013 | 0.7
CRAH-L4-05 | 2.55 | 0.919 |  |  | 21.629 | 20.013 | 0.7
CRAH-L4-06 | 2.55 | 0.919 |  |  | 25.129 | 20.013 | 0.7
CRAH-L4-07 | 2.55 | 0.919 |  |  | 29.701 | 20.013 | 0.7
CRAH-L4-08 | 2.55 | 0.919 |  |  | 33.201 | 20.013 | 0.7
CRAH-L4-09 | 2.55 | 0.919 |  |  | 37.827 | 20.013 | 0.7
CRAH-L4-10 | 2.55 | 0.919 |  |  | 41.327 | 20.013 | 0.7
CRAH-L4-11 | 2.55 | 0.919 |  |  | 5.494 | 0.494 | 0.7
CRAH-L4-12 | 2.55 | 0.919 |  |  | 8.994 | 0.494 | 0.7
CRAH-L4-13 | 2.55 | 0.919 |  |  | 13.624 | 0.494 | 0.7
CRAH-L4-14 | 2.55 | 0.919 |  |  | 17.069 | 0.494 | 0.7
CRAH-L4-15 | 2.55 | 0.919 |  |  | 21.784 | 0.494 | 0.7
CRAH-L4-16 | 2.55 | 0.919 |  |  | 25.411 | 0.494 | 0.7
CRAH-L4-17 | 2.55 | 0.919 |  |  | 30.289 | 0.494 | 0.7
CRAH-L4-18 | 2.55 | 0.919 |  |  | 33.789 | 0.494 | 0.7
CRAH-L4-19 | 2.55 | 0.919 |  |  | 38.016 | 0.494 | 0.7
CRAH-L4-20 | 2.55 | 0.919 |  |  | 41.544 | 0.494 | 0.7
Pilar_small_1 | 1 | 1 |  |  | 0.825 | 1.15 | 0 | 4.6
Pilar_small_2 | 1 | 1 |  |  | 0.825 | 7.65 | 0 | 4.6
Pilar_small_3 | 1 | 1 |  |  | 0.825 | 14.15 | 0 | 4.6
Pilar_small_4 | 1 | 1 |  |  | 48.375 | 1.15 | 0 | 4.6
Pilar_small_5 | 1 | 1 |  |  | 48.375 | 7.65 | 0 | 4.6
Pilar_small_6 | 1 | 1 |  |  | 48.375 | 14.15 | 0 | 4.6
Pilar_big_1 | 1 | 1.68 |  |  | 4.35 | 19.85 | 0 | 4.6
Pilar_big_2 | 1 | 1.68 |  |  | 12.45 | 19.85 | 0 | 4.6
Pilar_big_3 | 1 | 1.68 |  |  | 20.55 | 19.85 | 0 | 4.6
Pilar_big_4 | 1 | 1.68 |  |  | 28.65 | 19.85 | 0 | 4.6
Pilar_big_5 | 1 | 1.68 |  |  | 36.75 | 19.85 | 0 | 4.6
Pilar_big_6 | 1 | 1.68 |  |  | 44.85 | 19.85 | 0 | 4.6
Rack_A_01 | 0.6 | 1.2 |  | 90 | 2.893 | 15.275 | 0.7
Rack_A_02 | 0.6 | 1.2 |  | 90 | 2.893 | 14.675 | 0.7
Rack_A_03 | 0.6 | 1.2 |  | 90 | 2.893 | 14.075 | 0.7
Rack_A_04 | 0.6 | 1.2 |  | 90 | 2.893 | 13.475 | 0.7
Rack_A_05 | 0.6 | 1.2 |  | 90 | 2.893 | 11.675 | 0.7
Rack_A_06 | 0.6 | 1.2 |  | 90 | 2.893 | 11.075 | 0.7
Rack_A_07 | 0.6 | 1.2 |  | 90 | 2.893 | 10.475 | 0.7
Rack_A_08 | 0.6 | 1.2 |  | 90 | 2.893 | 9.875 | 0.7
Rack_A_09 | 0.6 | 1.2 |  | 90 | 2.893 | 9.275 | 0.7
Rack_A_10 | 0.6 | 1.2 |  | 90 | 2.893 | 8.675 | 0.7
Rack_A_11 | 0.6 | 1.2 |  | 90 | 2.893 | 8.075 | 0.7
Rack_A_12 | 0.6 | 1.2 |  | 90 | 2.893 | 6.875 | 0.7
Rack_A_13 | 0.6 | 1.2 |  | 90 | 2.893 | 6.275 | 0.7
Rack_A_14 | 0.6 | 1.2 |  | 90 | 2.893 | 5.675 | 0.7
Rack_A_15 | 0.6 | 1.2 |  | 90 | 2.893 | 5.075 | 0.7
Rack_A_16 | 0.6 | 1.2 |  | 90 | 2.893 | 4.475 | 0.7
Rack_A_17 | 0.6 | 1.2 |  | 90 | 2.893 | 3.875 | 0.7
Rack_A_18 | 0.6 | 1.2 |  | 90 | 2.893 | 3.275 | 0.7
Rack_B_01 | 0.8 | 1.2 |  | 270 | 4.093 | 17.475 | 0.7
Rack_B_02 | 0.6 | 1.2 |  | 270 | 4.093 | 16.675 | 0.7
Rack_B_03 | 0.6 | 1.2 |  | 270 | 4.093 | 16.075 | 0.7
Rack_B_04 | 0.6 | 1.2 |  | 270 | 4.093 | 15.475 | 0.7
Rack_B_05 | 0.6 | 1.2 |  | 270 | 4.093 | 14.875 | 0.7
Rack_B_06 | 0.6 | 1.2 |  | 270 | 4.093 | 14.275 | 0.7
Rack_B_07 | 0.6 | 1.2 |  | 270 | 4.093 | 13.675 | 0.7
Rack_B_08 | 0.6 | 1.2 |  | 270 | 4.093 | 13.075 | 0.7
Rack_B_09 | 0.6 | 1.2 |  | 270 | 4.093 | 12.475 | 0.7
Rack_B_10 | 0.6 | 1.2 |  | 270 | 4.093 | 11.875 | 0.7
Rack_B_11 | 0.6 | 1.2 |  | 270 | 4.093 | 11.275 | 0.7
Rack_B_12 | 0.6 | 1.2 |  | 270 | 4.093 | 10.675 | 0.7
Rack_B_13 | 0.6 | 1.2 |  | 270 | 4.093 | 10.075 | 0.7
Rack_B_14 | 0.6 | 1.2 |  | 270 | 4.093 | 9.475 | 0.7
Rack_B_15 | 0.6 | 1.2 |  | 270 | 4.093 | 8.875 | 0.7
Rack_B_16 | 0.6 | 1.2 |  | 270 | 4.093 | 8.275 | 0.7
Rack_B_17 | 0.6 | 1.2 |  | 270 | 4.093 | 7.675 | 0.7
Rack_B_18 | 0.6 | 1.2 |  | 270 | 4.093 | 7.075 | 0.7
Rack_B_19 | 0.6 | 1.2 |  | 270 | 4.093 | 6.475 | 0.7
Rack_B_20 | 0.6 | 1.2 |  | 270 | 4.093 | 5.875 | 0.7
Rack_B_21 | 0.6 | 1.2 |  | 270 | 4.093 | 5.275 | 0.7
Rack_B_22 | 0.8 | 1.2 |  | 270 | 4.093 | 4.675 | 0.7
Rack_B_23 | 0.6 | 1.2 |  | 270 | 4.093 | 3.875 | 0.7
Rack_B_24 | 0.6 | 1.2 |  | 270 | 4.093 | 3.275 | 0.7
Rack_C_01 | 0.6 | 1.2 |  | 90 | 7.693 | 17.742 | 0.7
Rack_C_02 | 0.6 | 1.2 |  | 90 | 7.693 | 17.142 | 0.7
Rack_C_03 | 0.6 | 1.2 |  | 90 | 7.693 | 16.542 | 0.7
Rack_C_04 | 0.6 | 1.2 |  | 90 | 7.693 | 15.942 | 0.7
Rack_C_05 | 0.6 | 1.2 |  | 90 | 7.693 | 15.342 | 0.7
Rack_C_06 | 0.6 | 1.2 |  | 90 | 7.693 | 14.742 | 0.7
Rack_C_07 | 0.6 | 1.2 |  | 90 | 7.693 | 14.142 | 0.7
Rack_C_08 | 0.6 | 1.2 |  | 90 | 7.693 | 13.542 | 0.7
Rack_C_09 | 0.6 | 1.2 |  | 90 | 7.693 | 12.942 | 0.7
Rack_C_10 | 0.6 | 1.2 |  | 90 | 7.693 | 12.342 | 0.7
Rack_C_11 | 0.6 | 1.2 |  | 90 | 7.693 | 11.742 | 0.7
Rack_C_12 | 0.6 | 1.2 |  | 90 | 7.693 | 11.142 | 0.7
Rack_C_13 | 0.6 | 1.2 |  | 90 | 7.693 | 10.542 | 0.7
Rack_C_14 | 0.6 | 1.2 |  | 90 | 7.693 | 9.942 | 0.7
Rack_C_15 | 0.6 | 1.2 |  | 90 | 7.693 | 9.342 | 0.7
Rack_C_16 | 0.6 | 1.2 |  | 90 | 7.693 | 8.742 | 0.7
Rack_C_17 | 0.6 | 1.2 |  | 90 | 7.693 | 8.142 | 0.7
Rack_C_18 | 0.6 | 1.2 |  | 90 | 7.693 | 7.542 | 0.7
Rack_C_19 | 0.6 | 1.2 |  | 90 | 7.693 | 6.942 | 0.7
Rack_C_20 | 0.6 | 1.2 |  | 90 | 7.693 | 6.342 | 0.7
Rack_C_21 | 0.6 | 1.2 |  | 90 | 7.693 | 5.742 | 0.7
Rack_C_22 | 0.6 | 1.2 |  | 90 | 7.693 | 5.142 | 0.7
Rack_C_23 | 0.6 | 1.2 |  | 90 | 7.693 | 4.542 | 0.7
Rack_C_24 | 0.6 | 1.2 |  | 90 | 7.693 | 3.942 | 0.7
Rack_C_25 | 0.6 | 1.2 |  | 90 | 7.693 | 3.342 | 0.7
Rack_C_26 | 0.6 | 1.2 |  | 90 | 7.693 | 2.742 | 0.7
Rack_D_01 | 0.6 | 1.2 |  | 270 | 8.893 | 18.342 | 0.7
Rack_D_02 | 0.6 | 1.2 |  | 270 | 8.893 | 17.742 | 0.7
Rack_D_03 | 0.6 | 1.2 |  | 270 | 8.893 | 17.142 | 0.7
Rack_D_04 | 0.6 | 1.2 |  | 270 | 8.893 | 16.542 | 0.7
Rack_D_05 | 0.6 | 1.2 |  | 270 | 8.893 | 15.942 | 0.7
Rack_D_06 | 0.6 | 1.2 |  | 270 | 8.893 | 15.342 | 0.7
Rack_D_07 | 0.6 | 1.2 |  | 270 | 8.893 | 14.742 | 0.7
Rack_D_08 | 0.6 | 1.2 |  | 270 | 8.893 | 14.142 | 0.7
Rack_D_09 | 0.6 | 1.2 |  | 270 | 8.893 | 13.542 | 0.7
Rack_D_10 | 0.6 | 1.2 |  | 270 | 8.893 | 12.942 | 0.7
Rack_D_11 | 0.6 | 1.2 |  | 270 | 8.893 | 12.342 | 0.7
Rack_D_12 | 0.6 | 1.2 |  | 270 | 8.893 | 11.742 | 0.7
Rack_D_13 | 0.6 | 1.2 |  | 270 | 8.893 | 11.142 | 0.7
Rack_D_14 | 0.6 | 1.2 |  | 270 | 8.893 | 10.542 | 0.7
Rack_D_15 | 0.6 | 1.2 |  | 270 | 8.893 | 9.942 | 0.7
Rack_D_16 | 0.6 | 1.2 |  | 270 | 8.893 | 9.342 | 0.7
Rack_D_17 | 0.6 | 1.2 |  | 270 | 8.893 | 8.742 | 0.7
Rack_D_18 | 0.6 | 1.2 |  | 270 | 8.893 | 8.142 | 0.7
Rack_D_19 | 0.6 | 1.2 |  | 270 | 8.893 | 7.542 | 0.7
Rack_D_20 | 0.6 | 1.2 |  | 270 | 8.893 | 6.942 | 0.7
Rack_D_21 | 0.6 | 1.2 |  | 270 | 8.893 | 6.342 | 0.7
Rack_D_22 | 0.6 | 1.2 |  | 270 | 8.893 | 5.742 | 0.7
Rack_D_23 | 0.6 | 1.2 |  | 270 | 8.893 | 5.142 | 0.7
Rack_D_24 | 0.6 | 1.2 |  | 270 | 8.893 | 4.542 | 0.7
Rack_D_25 | 0.6 | 1.2 |  | 270 | 8.893 | 3.942 | 0.7
Rack_D_26 | 0.6 | 1.2 |  | 270 | 8.893 | 3.342 | 0.7
Rack_E_01 | 0.8 | 1.2 |  | 90 | 12.493 | 16.142 | 0.7
Rack_E_02 | 0.8 | 1.2 |  | 90 | 12.493 | 15.342 | 0.7
Rack_E_03 | 0.8 | 1.2 |  | 90 | 12.493 | 14.542 | 0.7
Rack_E_04 | 0.8 | 1.2 |  | 90 | 12.493 | 13.742 | 0.7
Rack_E_05 | 0.8 | 1.2 |  | 90 | 12.493 | 12.942 | 0.7
Rack_E_06 | 0.8 | 1.2 |  | 90 | 12.493 | 12.142 | 0.7
Rack_E_07 | 0.8 | 1.2 |  | 90 | 12.493 | 11.342 | 0.7
Rack_E_08 | 0.8 | 1.2 |  | 90 | 12.493 | 10.542 | 0.7
Rack_E_09 | 0.6 | 1.2 |  | 90 | 12.493 | 9.942 | 0.7
Rack_E_10 | 0.6 | 1.2 |  | 90 | 12.493 | 9.342 | 0.7
Rack_E_11 | 0.6 | 1.2 |  | 90 | 12.493 | 8.742 | 0.7
Rack_E_12 | 0.6 | 1.2 |  | 90 | 12.493 | 8.142 | 0.7
Rack_E_13 | 0.6 | 1.2 |  | 90 | 12.493 | 7.542 | 0.7
Rack_E_16 | 0.6 | 1.2 |  | 90 | 11.893 | 6.342 | 0.7
Rack_E_17 | 0.6 | 1.2 |  | 90 | 11.893 | 5.742 | 0.7
Rack_E_18 | 0.8 | 1.2 |  | 90 | 11.893 | 4.942 | 0.7
Rack_F_01 | 0.8 | 1.2 |  | 270 | 13.693 | 16.942 | 0.7
Rack_F_02 | 0.8 | 1.2 |  | 270 | 13.693 | 16.142 | 0.7
Rack_F_03 | 0.8 | 1.2 |  | 270 | 13.693 | 15.342 | 0.7
Rack_F_04 | 0.8 | 1.2 |  | 270 | 13.693 | 14.542 | 0.7
Rack_F_05 | 0.8 | 1.2 |  | 270 | 13.693 | 13.742 | 0.7
Rack_F_06 | 0.8 | 1.2 |  | 270 | 13.693 | 12.942 | 0.7
Rack_F_07 | 0.8 | 1.2 |  | 270 | 13.693 | 12.142 | 0.7
Rack_F_08 | 0.8 | 1.2 |  | 270 | 13.693 | 11.342 | 0.7
Rack_F_09 | 0.6 | 1.2 |  | 270 | 13.693 | 10.742 | 0.7
Rack_F_10 | 0.6 | 1.2 |  | 270 | 13.693 | 10.142 | 0.7
Rack_F_11 | 0.6 | 1.2 |  | 270 | 13.693 | 9.542 | 0.7
Rack_F_12 | 0.6 | 1.2 |  | 270 | 13.693 | 8.942 | 0.7
Rack_F_13 | 0.6 | 1.2 |  | 270 | 13.693 | 8.342 | 0.7
Rack_F_16 | 0.8 | 1.2 |  | 270 | 13.693 | 7.142 | 0.7
Rack_F_17 | 0.8 | 1.2 |  | 270 | 13.693 | 6.342 | 0.7
Rack_F_18 | 0.6 | 1.2 |  | 270 | 13.693 | 5.542 | 0.7
Rack_F_19 | 0.6 | 1.2 |  | 270 | 13.693 | 4.942 | 0.7
Rack_F_20 | 0.6 | 1.2 |  | 270 | 13.693 | 4.342 | 0.7
Rack_G_01 | 0.6 | 1.2 |  | 90 | 17.293 | 16.542 | 0.7
Rack_G_02 | 0.6 | 1.2 |  | 90 | 17.293 | 15.942 | 0.7
Rack_G_03 | 0.6 | 1.2 |  | 90 | 17.293 | 15.342 | 0.7
Rack_G_04 | 0.6 | 1.2 |  | 90 | 17.293 | 14.742 | 0.7
Rack_G_05 | 0.6 | 1.2 |  | 90 | 17.293 | 14.142 | 0.7
Rack_G_06 | 0.6 | 1.2 |  | 90 | 17.293 | 13.542 | 0.7
Rack_G_07 | 0.6 | 1.2 |  | 90 | 17.293 | 12.942 | 0.7
Rack_G_08 | 0.6 | 1.2 |  | 90 | 17.293 | 12.342 | 0.7
Rack_G_09 | 0.6 | 1.2 |  | 90 | 17.293 | 11.742 | 0.7
Rack_G_10 | 0.6 | 1.2 |  | 90 | 17.293 | 11.142 | 0.7
Rack_G_11 | 0.6 | 1.2 |  | 90 | 17.293 | 10.542 | 0.7
Rack_G_12 | 0.6 | 1.2 |  | 90 | 17.293 | 9.942 | 0.7
Rack_G_13 | 0.6 | 1.2 |  | 90 | 17.293 | 9.342 | 0.7
Rack_G_14 | 0.6 | 1.2 |  | 90 | 17.293 | 8.742 | 0.7
Rack_G_15 | 0.6 | 1.2 |  | 90 | 17.293 | 7.542 | 0.7
Rack_G_16 | 0.6 | 1.2 |  | 90 | 17.293 | 6.942 | 0.7
Rack_G_17 | 0.6 | 1.2 |  | 90 | 17.293 | 6.342 | 0.7
Rack_G_18 | 0.6 | 1.2 |  | 90 | 17.293 | 5.742 | 0.7
Rack_G_19 | 0.6 | 1.2 |  | 90 | 17.293 | 5.142 | 0.7
Rack_G_20 | 0.6 | 1.2 |  | 90 | 17.293 | 4.542 | 0.7
Rack_G_21 | 0.6 | 1.2 |  | 90 | 17.293 | 3.942 | 0.7
Rack_G_22 | 0.6 | 1.2 |  | 90 | 17.293 | 3.342 | 0.7
Rack_H_01 | 0.6 | 1.2 |  | 270 | 18.493 | 17.142 | 0.7
Rack_H_02 | 0.6 | 1.2 |  | 270 | 18.493 | 16.542 | 0.7
Rack_H_03 | 0.6 | 1.2 |  | 270 | 18.493 | 15.942 | 0.7
Rack_H_04 | 0.6 | 1.2 |  | 270 | 18.493 | 15.342 | 0.7
Rack_H_05 | 0.6 | 1.2 |  | 270 | 18.493 | 14.742 | 0.7
Rack_H_06 | 0.6 | 1.2 |  | 270 | 18.493 | 14.142 | 0.7
Rack_H_07 | 0.6 | 1.2 |  | 270 | 18.493 | 13.542 | 0.7
Rack_H_08 | 0.6 | 1.2 |  | 270 | 18.493 | 12.942 | 0.7
Rack_H_09 | 0.6 | 1.2 |  | 270 | 18.493 | 12.342 | 0.7
Rack_H_10 | 0.6 | 1.2 |  | 270 | 18.493 | 11.742 | 0.7
Rack_H_11 | 0.6 | 1.2 |  | 270 | 18.493 | 11.142 | 0.7
Rack_H_12 | 0.6 | 1.2 |  | 270 | 18.493 | 10.542 | 0.7
Rack_H_13 | 0.6 | 1.2 |  | 270 | 18.493 | 9.342 | 0.7
Rack_H_14 | 0.6 | 1.2 |  | 270 | 18.493 | 8.742 | 0.7
Rack_H_15 | 0.6 | 1.2 |  | 270 | 18.493 | 8.142 | 0.7
Rack_H_16 | 0.6 | 1.2 |  | 270 | 18.493 | 7.542 | 0.7
Rack_H_17 | 0.6 | 1.2 |  | 270 | 18.493 | 6.942 | 0.7
Rack_H_18 | 0.6 | 1.2 |  | 270 | 18.493 | 6.342 | 0.7
Rack_H_19 | 0.6 | 1.2 |  | 270 | 18.493 | 5.742 | 0.7
Rack_H_20 | 0.6 | 1.2 |  | 270 | 18.493 | 5.142 | 0.7
Rack_I_01 | 0.6 | 1.2 |  | 90 | 22.093 | 16.542 | 0.7
Rack_I_02 | 0.6 | 1.2 |  | 90 | 22.093 | 15.942 | 0.7
Rack_I_03 | 0.6 | 1.2 |  | 90 | 22.093 | 15.342 | 0.7
Rack_I_04 | 0.6 | 1.2 |  | 90 | 22.093 | 14.742 | 0.7
Rack_I_05 | 0.6 | 1.2 |  | 90 | 22.093 | 14.142 | 0.7
Rack_I_06 | 0.6 | 1.2 |  | 90 | 22.093 | 13.542 | 0.7
Rack_I_07 | 0.6 | 1.2 |  | 90 | 22.093 | 12.942 | 0.7
Rack_I_08 | 0.6 | 1.2 |  | 90 | 22.093 | 12.342 | 0.7
Rack_I_09 | 0.6 | 1.2 |  | 90 | 22.093 | 11.742 | 0.7
Rack_I_10 | 0.6 | 1.2 |  | 90 | 22.093 | 11.142 | 0.7
Rack_I_11 | 0.6 | 1.2 |  | 90 | 22.093 | 10.542 | 0.7
Rack_I_12 | 0.6 | 1.2 |  | 90 | 22.093 | 9.942 | 0.7
Rack_I_13 | 0.6 | 1.2 |  | 90 | 22.093 | 9.342 | 0.7
Rack_I_14 | 0.6 | 1.2 |  | 90 | 22.093 | 8.742 | 0.7
Rack_I_15 | 0.6 | 1.2 |  | 90 | 22.093 | 8.142 | 0.7
Rack_I_16 | 0.6 | 1.2 |  | 90 | 22.093 | 7.542 | 0.7
Rack_I_17 | 0.6 | 1.2 |  | 90 | 22.093 | 6.942 | 0.7
Rack_I_18 | 0.6 | 1.2 |  | 90 | 22.093 | 6.342 | 0.7
Rack_I_19 | 0.6 | 1.2 |  | 90 | 22.093 | 5.742 | 0.7
Rack_I_20 | 0.6 | 1.2 |  | 90 | 22.093 | 5.142 | 0.7
Rack_I_21 | 0.6 | 1.2 |  | 90 | 22.093 | 4.542 | 0.7
Rack_J_01 | 0.6 | 1.2 |  | 270 | 23.293 | 17.142 | 0.7
Rack_J_02 | 0.6 | 1.2 |  | 270 | 23.293 | 16.542 | 0.7
Rack_J_03 | 0.6 | 1.2 |  | 270 | 23.293 | 15.942 | 0.7
Rack_J_04 | 0.6 | 1.2 |  | 270 | 23.293 | 15.342 | 0.7
Rack_J_05 | 0.6 | 1.2 |  | 270 | 23.293 | 14.742 | 0.7
Rack_J_06 | 0.6 | 1.2 |  | 270 | 23.293 | 14.142 | 0.7
Rack_J_07 | 0.6 | 1.2 |  | 270 | 23.293 | 13.542 | 0.7
Rack_J_08 | 0.6 | 1.2 |  | 270 | 23.293 | 12.942 | 0.7
Rack_J_09 | 0.6 | 1.2 |  | 270 | 23.293 | 12.342 | 0.7
Rack_J_10 | 0.6 | 1.2 |  | 270 | 23.293 | 11.742 | 0.7
Rack_J_11 | 0.6 | 1.2 |  | 270 | 23.293 | 11.142 | 0.7
Rack_J_12 | 0.6 | 1.2 |  | 270 | 23.293 | 10.542 | 0.7
Rack_J_13 | 0.6 | 1.2 |  | 270 | 23.293 | 9.942 | 0.7
Rack_J_14 | 0.6 | 1.2 |  | 270 | 23.293 | 9.342 | 0.7
Rack_J_15 | 0.6 | 1.2 |  | 270 | 23.293 | 8.742 | 0.7
Rack_J_16 | 0.6 | 1.2 |  | 270 | 23.293 | 8.142 | 0.7
Rack_J_17 | 0.6 | 1.2 |  | 270 | 23.293 | 7.542 | 0.7
Rack_J_18 | 0.6 | 1.2 |  | 270 | 23.293 | 6.942 | 0.7
Rack_J_19 | 0.6 | 1.2 |  | 270 | 23.293 | 6.342 | 0.7
Rack_J_20 | 0.6 | 1.2 |  | 270 | 23.293 | 5.742 | 0.7
Rack_J_21 | 0.6 | 1.2 |  | 270 | 23.293 | 5.142 | 0.7
Rack_K_01 | 0.8 | 1.2 |  | 90 | 26.893 | 16.542 | 0.7
Rack_K_02 | 0.8 | 1.2 |  | 90 | 26.893 | 15.742 | 0.7
Rack_K_03 | 0.8 | 1.2 |  | 90 | 26.893 | 14.942 | 0.7
Rack_K_04 | 0.8 | 1.2 |  | 90 | 26.893 | 14.142 | 0.7
Rack_K_05 | 0.8 | 1.2 |  | 90 | 26.893 | 13.342 | 0.7
Rack_K_06 | 0.8 | 1.2 |  | 90 | 26.893 | 12.542 | 0.7
Rack_K_07 | 0.8 | 1.2 |  | 90 | 26.893 | 11.742 | 0.7
Rack_K_08 | 0.8 | 1.2 |  | 90 | 26.893 | 10.942 | 0.7
Rack_K_09 | 0.8 | 1.2 |  | 90 | 26.893 | 10.142 | 0.7
Rack_K_10 | 0.8 | 1.2 |  | 90 | 26.893 | 9.342 | 0.7
Rack_K_11 | 0.8 | 1.2 |  | 90 | 26.893 | 8.542 | 0.7
Rack_K_12 | 0.8 | 1.2 |  | 90 | 26.893 | 7.742 | 0.7
Rack_K_13 | 0.8 | 1.2 |  | 90 | 26.893 | 6.942 | 0.7
Rack_K_14 | 0.8 | 1.2 |  | 90 | 26.893 | 6.142 | 0.7
Rack_K_15 | 0.8 | 1.2 |  | 90 | 26.893 | 5.342 | 0.7
Rack_K_16 | 0.8 | 1.2 |  | 90 | 26.893 | 4.542 | 0.7
Rack_K_17 | 0.8 | 1.2 |  | 90 | 26.893 | 3.742 | 0.7
Rack_K_18 | 0.8 | 1.2 |  | 90 | 26.893 | 2.942 | 0.7
Rack_L_01 | 0.8 | 1.2 |  | 270 | 28.093 | 17.142 | 0.7
Rack_L_02 | 0.8 | 1.2 |  | 270 | 28.093 | 16.342 | 0.7
Rack_L_03 | 0.8 | 1.2 |  | 270 | 28.093 | 15.542 | 0.7
Rack_L_04 | 0.8 | 1.2 |  | 270 | 28.093 | 14.742 | 0.7
Rack_L_05 | 0.8 | 1.2 |  | 270 | 28.093 | 13.942 | 0.7
Rack_L_06 | 0.8 | 1.2 |  | 270 | 28.093 | 13.142 | 0.7
Rack_L_07 | 0.8 | 1.2 |  | 270 | 28.093 | 12.342 | 0.7
Rack_L_08 | 0.8 | 1.2 |  | 270 | 28.093 | 11.542 | 0.7
Rack_L_09 | 0.8 | 1.2 |  | 270 | 28.093 | 10.742 | 0.7
Rack_L_10 | 0.8 | 1.2 |  | 270 | 28.093 | 9.942 | 0.7
Rack_L_11 | 0.8 | 1.2 |  | 270 | 28.093 | 9.142 | 0.7
Rack_L_12 | 0.8 | 1.2 |  | 270 | 28.093 | 8.342 | 0.7
Rack_L_13 | 0.8 | 1.2 |  | 270 | 28.093 | 7.542 | 0.7
Rack_L_14 | 0.8 | 1.2 |  | 270 | 28.093 | 6.742 | 0.7
Rack_L_15 | 0.8 | 1.2 |  | 270 | 28.093 | 5.942 | 0.7
Rack_L_16 | 0.8 | 1.2 |  | 270 | 28.093 | 5.142 | 0.7
Rack_L_17 | 0.8 | 1.2 |  | 270 | 28.093 | 4.342 | 0.7
Rack_L_18 | 0.8 | 1.2 |  | 270 | 28.093 | 3.542 | 0.7
Rack_M_01 | 0.6 | 1.2 |  | 90 | 31.693 | 16.542 | 0.7
Rack_M_02 | 0.6 | 1.2 |  | 90 | 31.693 | 15.942 | 0.7
Rack_M_03 | 0.6 | 1.2 |  | 90 | 31.693 | 15.342 | 0.7
Rack_M_04 | 0.6 | 1.2 |  | 90 | 31.693 | 14.742 | 0.7
Rack_M_05 | 0.6 | 1.2 |  | 90 | 31.693 | 14.142 | 0.7
Rack_M_06 | 0.6 | 1.2 |  | 90 | 31.693 | 13.542 | 0.7
Rack_M_07 | 0.6 | 1.2 |  | 90 | 31.693 | 12.942 | 0.7
Rack_M_08 | 0.6 | 1.2 |  | 90 | 31.693 | 12.342 | 0.7
Rack_M_09 | 0.6 | 1.2 |  | 90 | 31.693 | 11.742 | 0.7
Rack_M_10 | 0.6 | 1.2 |  | 90 | 31.693 | 11.142 | 0.7
Rack_M_11 | 0.6 | 1.2 |  | 90 | 31.693 | 10.542 | 0.7
Rack_M_12 | 0.6 | 1.2 |  | 90 | 31.693 | 9.942 | 0.7
Rack_M_13 | 0.6 | 1.2 |  | 90 | 31.693 | 9.342 | 0.7
Rack_M_14 | 0.6 | 1.2 |  | 90 | 31.693 | 8.742 | 0.7
Rack_M_15 | 0.6 | 1.2 |  | 90 | 31.693 | 8.142 | 0.7
Rack_M_16 | 0.6 | 1.2 |  | 90 | 31.693 | 7.542 | 0.7
Rack_M_17 | 0.6 | 1.2 |  | 90 | 31.693 | 6.942 | 0.7
Rack_M_18 | 0.6 | 1.2 |  | 90 | 31.693 | 6.342 | 0.7
Rack_M_19 | 0.6 | 1.2 |  | 90 | 31.693 | 5.742 | 0.7
Rack_M_20 | 0.6 | 1.2 |  | 90 | 31.693 | 5.142 | 0.7
Rack_M_21 | 0.6 | 1.2 |  | 90 | 31.693 | 4.542 | 0.7
Rack_N_01 | 0.6 | 1.2 |  | 270 | 32.893 | 17.142 | 0.7
Rack_N_02 | 0.6 | 1.2 |  | 270 | 32.893 | 16.542 | 0.7
Rack_N_03 | 0.6 | 1.2 |  | 270 | 32.893 | 15.942 | 0.7
Rack_N_04 | 0.6 | 1.2 |  | 270 | 32.893 | 15.342 | 0.7
Rack_N_05 | 0.6 | 1.2 |  | 270 | 32.893 | 14.742 | 0.7
Rack_N_06 | 0.6 | 1.2 |  | 270 | 32.893 | 14.142 | 0.7
Rack_N_07 | 0.6 | 1.2 |  | 270 | 32.893 | 13.542 | 0.7
Rack_N_08 | 0.6 | 1.2 |  | 270 | 32.893 | 12.942 | 0.7
Rack_N_09 | 0.6 | 1.2 |  | 270 | 32.893 | 12.342 | 0.7
Rack_N_10 | 0.6 | 1.2 |  | 270 | 32.893 | 11.742 | 0.7
Rack_N_11 | 0.6 | 1.2 |  | 270 | 32.893 | 11.142 | 0.7
Rack_N_12 | 0.6 | 1.2 |  | 270 | 32.893 | 10.542 | 0.7
Rack_N_13 | 0.6 | 1.2 |  | 270 | 32.893 | 9.942 | 0.7
Rack_N_14 | 0.6 | 1.2 |  | 270 | 32.893 | 9.342 | 0.7
Rack_N_15 | 0.6 | 1.2 |  | 270 | 32.893 | 8.742 | 0.7
Rack_N_16 | 0.6 | 1.2 |  | 270 | 32.893 | 8.142 | 0.7
Rack_N_17 | 0.6 | 1.2 |  | 270 | 32.893 | 7.542 | 0.7
Rack_N_18 | 0.6 | 1.2 |  | 270 | 32.893 | 6.942 | 0.7
Rack_N_19 | 0.6 | 1.2 |  | 270 | 32.893 | 6.342 | 0.7
Rack_N_20 | 0.6 | 1.2 |  | 270 | 32.893 | 5.742 | 0.7
Rack_N_21 | 0.6 | 1.2 |  | 270 | 32.893 | 5.142 | 0.7
Rack_O_01 | 0.8 | 1.2 |  | 90 | 36.493 | 16.142 | 0.7
Rack_O_02 | 0.8 | 1.2 |  | 90 | 36.493 | 15.342 | 0.7
Rack_O_03 | 0.8 | 1.2 |  | 90 | 36.493 | 14.542 | 0.7
Rack_O_04 | 0.8 | 1.2 |  | 90 | 36.493 | 13.742 | 0.7
Rack_O_05 | 0.8 | 1.2 |  | 90 | 36.493 | 12.942 | 0.7
Rack_O_07 | 0.8 | 1.2 |  | 90 | 36.493 | 11.542 | 0.7
Rack_O_08 | 0.8 | 1.2 |  | 90 | 36.493 | 10.742 | 0.7
Rack_O_09 | 0.8 | 1.2 |  | 90 | 36.493 | 9.942 | 0.7
Rack_O_14 | 0.6 | 1.2 |  | 90 | 36.493 | 7.542 | 0.7
Rack_O_15 | 0.6 | 1.2 |  | 90 | 36.493 | 6.942 | 0.7
Rack_O_16 | 0.6 | 1.2 |  | 90 | 36.493 | 6.342 | 0.7
Rack_O_17 | 0.6 | 1.2 |  | 90 | 36.493 | 5.742 | 0.7
Rack_O_18 | 0.6 | 1.2 |  | 90 | 36.493 | 5.142 | 0.7
Rack_O_19 | 0.6 | 1.2 |  | 90 | 36.493 | 4.542 | 0.7
Rack_O_20 | 0.6 | 1.2 |  | 90 | 36.493 | 3.942 | 0.7
Rack_O_21 | 0.6 | 1.2 |  | 90 | 36.493 | 3.342 | 0.7
Rack_O_22 | 0.6 | 1.2 |  | 90 | 36.493 | 2.742 | 0.7
Rack_P_01 | 0.8 | 1.2 |  | 270 | 37.693 | 16.942 | 0.7
Rack_P_02 | 0.8 | 1.2 |  | 270 | 37.693 | 16.142 | 0.7
Rack_P_03 | 0.8 | 1.2 |  | 270 | 37.693 | 15.342 | 0.7
Rack_P_04 | 0.8 | 1.2 |  | 270 | 37.693 | 14.542 | 0.7
Rack_P_05 | 0.8 | 1.2 |  | 270 | 37.693 | 13.742 | 0.7
Rack_P_07 | 0.8 | 1.2 |  | 270 | 37.693 | 12.342 | 0.7
Rack_P_08 | 0.8 | 1.2 |  | 270 | 37.693 | 11.542 | 0.7
Rack_P_09 | 0.8 | 1.2 |  | 270 | 37.693 | 10.742 | 0.7
Rack_P_14 | 0.6 | 1.2 |  | 270 | 37.693 | 8.142 | 0.7
Rack_P_15 | 0.6 | 1.2 |  | 270 | 37.693 | 7.542 | 0.7
Rack_P_16 | 0.6 | 1.2 |  | 270 | 37.693 | 6.942 | 0.7
Rack_P_17 | 0.6 | 1.2 |  | 270 | 37.693 | 6.342 | 0.7
Rack_P_18 | 0.6 | 1.2 |  | 270 | 37.693 | 5.742 | 0.7
Rack_P_19 | 0.6 | 1.2 |  | 270 | 37.693 | 5.142 | 0.7
Rack_P_20 | 0.8 | 1.2 |  | 270 | 37.693 | 4.542 | 0.7
Rack_P_21 | 0.8 | 1.2 |  | 270 | 37.693 | 3.742 | 0.7
Rack_Q_01 | 0.6 | 1.2 |  | 90 | 41.293 | 15.542 | 0.7
Rack_Q_02 | 0.6 | 1.2 |  | 90 | 41.293 | 14.942 | 0.7
Rack_Q_03 | 0.6 | 1.2 |  | 90 | 41.293 | 14.342 | 0.7
Rack_Q_04 | 0.6 | 1.2 |  | 90 | 41.293 | 13.742 | 0.7
Rack_Q_05 | 0.6 | 1.2 |  | 90 | 41.293 | 13.142 | 0.7
Rack_Q_06 | 0.6 | 1.2 |  | 90 | 41.293 | 12.542 | 0.7
Rack_Q_07 | 0.6 | 1.2 |  | 90 | 41.293 | 11.942 | 0.7
Rack_Q_08 | 0.6 | 1.2 |  | 90 | 41.293 | 10.142 | 0.7
Rack_Q_09 | 0.6 | 1.2 |  | 90 | 41.293 | 9.542 | 0.7
Rack_Q_10 | 0.6 | 1.2 |  | 90 | 41.293 | 8.942 | 0.7
Rack_Q_11 | 0.6 | 1.2 |  | 90 | 41.293 | 8.342 | 0.7
Rack_Q_12 | 0.6 | 1.2 |  | 90 | 41.293 | 7.742 | 0.7
Rack_Q_13 | 0.6 | 1.2 |  | 90 | 41.293 | 7.142 | 0.7
Rack_Q_14 | 0.6 | 1.2 |  | 90 | 41.293 | 6.542 | 0.7
Rack_Q_15 | 0.6 | 1.2 |  | 90 | 41.293 | 5.942 | 0.7
Rack_Q_16 | 0.6 | 1.2 |  | 90 | 41.293 | 5.342 | 0.7
Rack_Q_17 | 0.6 | 1.2 |  | 90 | 41.293 | 4.742 | 0.7
Rack_Q_18 | 0.6 | 1.2 |  | 90 | 41.293 | 4.142 | 0.7
Rack_Q_19 | 0.6 | 1.2 |  | 90 | 41.293 | 3.542 | 0.7
Rack_R_01 | 0.6 | 1.2 |  | 270 | 42.493 | 16.142 | 0.7
Rack_R_02 | 0.6 | 1.2 |  | 270 | 42.493 | 15.542 | 0.7
Rack_R_03 | 0.8 | 1.2 |  | 270 | 42.493 | 7.65 | 0.7
Rack_R_04 | 0.8 | 1.2 |  | 270 | 42.493 | 6.85 | 0.7
Rack_R_05 | 0.6 | 1.2 |  | 270 | 42.493 | 6.05 | 0.7
Rack_R_06 | 0.6 | 1.2 |  | 270 | 42.493 | 5.45 | 0.7
Rack_R_07 | 0.6 | 1.2 |  | 270 | 42.493 | 4.85 | 0.7
Rack_R_08 | 0.6 | 1.2 |  | 270 | 42.493 | 4.25 | 0.7
Rack_R_09 | 0.6 | 1.2 |  | 270 | 42.493 | 3.65 | 0.7